## Denmark_turbine
Turbine identifier (GSRN) | Date of original connection to grid | Capacity (kW) | Rotor diameter (m) | Hub height (m) | Manufacture | Model | Local authority no | Local authority name | Type of location | Cadastral district | Cadastral no. | X (east) coordinate UTM 32 Euref89 | Y (north) coordinate UTM 32 Euref89 | Origin of coordinates | Distribution company installation number | Turbine | turb_match
570715000002077638 | 2021-12-09 | 14000 | 122 | 160 | SIEMENS | Ukendt-Simens | 787 | Thisted | LAND | Østerild By, Østerild | 4u | 462928.99 | 6323167.2 | Stamdata |  | SIEMENS Ukendt-Simens | Siemens.SWT.3.0.101
570715000001661395 | 2020-02-27 | 10000 | 193 | 140 | Siemens Wind Power A/S | SG DD-193 / SG 10.0-193DD | 787 | Thisted | LAND | Østerild by, Østerild | 4m | 492926.99 | 6322569.2 | Stamdata | 3507002 | Siemens Wind Power A/S SG DD-193 / SG 10.0-193DD | Siemens.Gamesa.SG.10.0.193
570715000001663276 | 2020-01-28 | 9500 | 174 | 130 | MHI Vestas Offshore Wind A/S | V164-8.0MW/8.3MW | 787 | Thisted | LAND | Hjardemål klit, Hjardemål | 34 | 492926 | 6325569 | Stamdata | 3489007 | MHI Vestas Offshore Wind A/S V164-8.0MW/8.3MW | MHI.Vestas.V164.8400
570715000001616975 | 2018-10-05 | 8600 | 167 | 120.5 | Ukendt | Ukendt | 787 | Thisted | LAND | Østerild by, Østerild | 4m | 492960 | 6323735 | Stamdata | 3492006 | Ukendt Ukendt | 0
570715000001542588 | 2021-02-24 | 8400 | 167 | 104 | Siemens Wind Power A/S | SG 8.0-167 DD | 390 | Vordingborg | HAV | Kriegers Flak | Hav | 744149 | 6108859 | Stamdata | KFA 01R | Siemens Wind Power A/S SG 8.0-167 DD | Siemens.Gamesa.SG.8.0.167
570715000001542595 | 2021-02-24 | 8400 | 167 | 104 | Siemens Wind Power A/S | SG 8.0-167 DD | 390 | Vordingborg | HAV | Kriegers Flak | Hav | 741899 | 6107869 | Stamdata | KFA 02Q | Siemens Wind Power A/S SG 8.0-167 DD | Siemens.Gamesa.SG.8.0.167
570715000001542601 | 2021-02-23 | 8400 | 167 | 104 | Siemens Wind Power A/S | SG 8.0-167 DD | 390 | Vordingborg | HAV | Kriegers Flak | Hav | 743789 | 6107689 | Stamdata | KFA 03R | Siemens Wind Power A/S SG 8.0-167 DD | Siemens.Gamesa.SG.8.0.167
570715000001542618 | 2021-02-28 | 8400 | 167 | 104 | Siemens Wind Power A/S | SG 8.0-167 DD | 390 | Vordingborg | HAV | Kriegers Flak | Hav | 740639 | 6107234 | Stamdata | KFA 04Q | Siemens Wind Power A/S SG 8.0-167 DD | Siemens.Gamesa.SG.8.0.167
570715000001542625 | 2021-02-23 | 8400 | 167 | 104 | Siemens Wind Power A/S | SG 8.0-167 DD | 390 | Vordingborg | HAV | Kriegers Flak | Hav | 743609 | 6106429 | Stamdata | KFA 05R | Siemens Wind Power A/S SG 8.0-167 DD | Siemens.Gamesa.SG.8.0.167
570715000001542632 | 2021-02-22 | 8400 | 167 | 104 | Siemens Wind Power A/S | SG 8.0-167 DD | 390 | Vordingborg | HAV | Kriegers Flak | Hav | 740549 | 6105979 | Stamdata | KFA 06Q | Siemens Wind Power A/S SG 8.0-167 DD | Siemens.Gamesa.SG.8.0.167
570715000001542649 | 2021-02-13 | 8400 | 167 | 104 | Siemens Wind Power A/S | SG 8.0-167 DD | 390 | Vordingborg | HAV | Kriegers Flak | Hav | 743789 | 6105169 | Stamdata | KFA 07R | Siemens Wind Power A/S SG 8.0-167 DD | Siemens.Gamesa.SG.8.0.167
570715000001542656 | 2021-02-25 | 8400 | 167 | 104 | Siemens Wind Power A/S | SG 8.0-167 DD | 390 | Vordingborg | HAV | Kriegers Flak | Hav | 740369 | 6104899 | Stamdata | KFA 08Q | Siemens Wind Power A/S SG 8.0-167 DD | Siemens.Gamesa.SG.8.0.167
570715000001542663 | 2021-02-27 | 8400 | 167 | 104 | Siemens Wind Power A/S | SG 8.0-167 DD | 390 | Vordingborg | HAV | Kriegers Flak | Hav | 740459 | 6103819 | Stamdata | KFA 09P | Siemens Wind Power A/S SG 8.0-167 DD | Siemens.Gamesa.SG.8.0.167
570715000001542670 | 2021-02-01 | 8400 | 167 | 104 | Siemens Wind Power A/S | SG 8.0-167 DD | 390 | Vordingborg | HAV | Kriegers Flak | Hav | 744149 | 6103639 | Stamdata | KFA 10O | Siemens Wind Power A/S SG 8.0-167 DD | Siemens.Gamesa.SG.8.0.167
570715000001542687 | 2021-03-01 | 8400 | 167 | 104 | Siemens Wind Power A/S | SG 8.0-167 DD | 390 | Vordingborg | HAV | Kriegers Flak | Hav | 740459 | 6102739 | Stamdata | KFA 11P | Siemens Wind Power A/S SG 8.0-167 DD | Siemens.Gamesa.SG.8.0.167
570715000001542694 | 2021-02-12 | 8400 | 167 | 104 | Siemens Wind Power A/S | SG 8.0-167 DD | 390 | Vordingborg | HAV | Kriegers Flak | Hav | 744419 | 6102559 | Stamdata | KFA 12O | Siemens Wind Power A/S SG 8.0-167 DD | Siemens.Gamesa.SG.8.0.167
570715000001542700 | 2021-03-02 | 8400 | 167 | 104 | Siemens Wind Power A/S | SG 8.0-167 DD | 390 | Vordingborg | HAV | Kriegers Flak | Hav | 740189 | 6101749 | Stamdata | KFA 13P | Siemens Wind Power A/S SG 8.0-167 DD | Siemens.Gamesa.SG.8.0.167
570715000001542717 | 2021-03-15 | 8400 | 167 | 104 | Siemens Wind Power A/S | SG 8.0-167 DD | 390 | Vordingborg | HAV | Kriegers Flak | Hav | 744056 | 6101294 | Stamdata | KFA 14N | Siemens Wind Power A/S SG 8.0-167 DD | Siemens.Gamesa.SG.8.0.167
570715000001542724 | 2021-03-02 | 8400 | 167 | 104 | Siemens Wind Power A/S | SG 8.0-167 DD | 390 | Vordingborg | HAV | Kriegers Flak | Hav | 740639 | 6100669 | Stamdata | KFA 15P | Siemens Wind Power A/S SG 8.0-167 DD | Siemens.Gamesa.SG.8.0.167
570715000001542731 | 2021-03-05 | 8400 | 167 | 104 | Siemens Wind Power A/S | SG 8.0-167 DD | 390 | Vordingborg | HAV | Kriegers Flak | Hav | 745949 | 6100406 | Stamdata | KFA 16M | Siemens Wind Power A/S SG 8.0-167 DD | Siemens.Gamesa.SG.8.0.167
570715000001542748 | 2021-03-16 | 8400 | 167 | 104 | Siemens Wind Power A/S | SG 8.0-167 DD | 390 | Vordingborg | HAV | Kriegers Flak | Hav | 743788 | 6099673 | Stamdata | KFA 17N | Siemens Wind Power A/S SG 8.0-167 DD | Siemens.Gamesa.SG.8.0.167
570715000001542755 | 2021-02-05 | 8400 | 167 | 104 | Siemens Wind Power A/S | SG 8.0-167 DD | 390 | Vordingborg | HAV | Kriegers Flak | Hav | 741089 | 6099589 | Stamdata | KFA 18O | Siemens Wind Power A/S SG 8.0-167 DD | Siemens.Gamesa.SG.8.0.167
570715000001542762 | 2021-03-06 | 8400 | 167 | 104 | Siemens Wind Power A/S | SG 8.0-167 DD | 390 | Vordingborg | HAV | Kriegers Flak | Hav | 747750 | 6099409 | Stamdata | KFA 19M | Siemens Wind Power A/S SG 8.0-167 DD | Siemens.Gamesa.SG.8.0.167
570715000001542779 | 2021-03-09 | 8400 | 167 | 104 | Siemens Wind Power A/S | SG 8.0-167 DD | 390 | Vordingborg | HAV | Kriegers Flak | Hav | 749825 | 6098607 | Stamdata | KFA 20M | Siemens Wind Power A/S SG 8.0-167 DD | Siemens.Gamesa.SG.8.0.167
570715000001542786 | 2021-02-14 | 8400 | 167 | 104 | Siemens Wind Power A/S | SG 8.0-167 DD | 390 | Vordingborg | HAV | Kriegers Flak | Hav | 741623 | 6098512 | Stamdata | KFA 21O | Siemens Wind Power A/S SG 8.0-167 DD | Siemens.Gamesa.SG.8.0.167
570715000001542793 | 2021-04-28 | 8400 | 167 | 104 | Siemens Wind Power A/S | SG 8.0-167 DD | 390 | Vordingborg | HAV | Kriegers Flak | Hav | 743429 | 6098419 | Stamdata | KFA 22N | Siemens Wind Power A/S SG 8.0-167 DD | Siemens.Gamesa.SG.8.0.167
570715000001542809 | 2021-03-19 | 8400 | 167 | 104 | Siemens Wind Power A/S | SG 8.0-167 DD | 390 | Vordingborg | HAV | Kriegers Flak | Hav | 745409 | 6098329 | Stamdata | KFA 23N | Siemens Wind Power A/S SG 8.0-167 DD | Siemens.Gamesa.SG.8.0.167
570715000001542816 | 2021-03-08 | 8400 | 167 | 104 | Siemens Wind Power A/S | SG 8.0-167 DD | 390 | Vordingborg | HAV | Kriegers Flak | Hav | 747565 | 6098328 | Stamdata | KFA 24M | Siemens Wind Power A/S SG 8.0-167 DD | Siemens.Gamesa.SG.8.0.167
570715000001542823 | 2021-04-17 | 8400 | 167 | 104 | Siemens Wind Power A/S | SG 8.0-167 DD | 390 | Vordingborg | HAV | Kriegers Flak | Hav | 751265 | 6112095 | Stamdata | KFB 27B | Siemens Wind Power A/S SG 8.0-167 DD | Siemens.Gamesa.SG.8.0.167
570715000001542830 | 2021-04-16 | 8400 | 167 | 104 | Siemens Wind Power A/S | SG 8.0-167 DD | 390 | Vordingborg | HAV | Kriegers Flak | Hav | 750089 | 6111559 | Stamdata | KFB 28B | Siemens Wind Power A/S SG 8.0-167 DD | Siemens.Gamesa.SG.8.0.167
570715000001542847 | 2021-05-30 | 8400 | 167 | 104 | Siemens Wind Power A/S | SG 8.0-167 DD | 390 | Vordingborg | HAV | Kriegers Flak | Hav | 754409 | 6111559 | Stamdata | KFB 29D | Siemens Wind Power A/S SG 8.0-167 DD | Siemens.Gamesa.SG.8.0.167
570715000001542854 | 2021-05-22 | 8400 | 167 | 104 | Siemens Wind Power A/S | SG 8.0-167 DD | 390 | Vordingborg | HAV | Kriegers Flak | Hav | 755399 | 6110929 | Stamdata | KFB 30D | Siemens Wind Power A/S SG 8.0-167 DD | Siemens.Gamesa.SG.8.0.167
570715000001542861 | 2021-04-13 | 8400 | 167 | 104 | Siemens Wind Power A/S | SG 8.0-167 DD | 390 | Vordingborg | HAV | Kriegers Flak | Hav | 750359 | 6110389 | Stamdata | KFB 33B | Siemens Wind Power A/S SG 8.0-167 DD | Siemens.Gamesa.SG.8.0.167
570715000001542878 | 2021-05-22 | 8400 | 167 | 104 | Siemens Wind Power A/S | SG 8.0-167 DD | 390 | Vordingborg | HAV | Kriegers Flak | Hav | 754319 | 6109399 | Stamdata | KFB 40D | Siemens Wind Power A/S SG 8.0-167 DD | Siemens.Gamesa.SG.8.0.167
570715000001542885 | 2021-05-18 | 8400 | 167 | 104 | Siemens Wind Power A/S | SG 8.0-167 DD | 390 | Vordingborg | HAV | Kriegers Flak | Hav | 753321 | 6107955 | Stamdata | KFB 44D | Siemens Wind Power A/S SG 8.0-167 DD | Siemens.Gamesa.SG.8.0.167
570715000001542892 | 2021-05-04 | 8400 | 167 | 104 | Siemens Wind Power A/S | SG 8.0-167 DD | 390 | Vordingborg | HAV | Kriegers Flak | Hav | 759809 | 6107869 | Stamdata | KFB 45F | Siemens Wind Power A/S SG 8.0-167 DD | Siemens.Gamesa.SG.8.0.167
570715000001542908 | 2021-05-02 | 8400 | 167 | 104 | Siemens Wind Power A/S | SG 8.0-167 DD | 390 | Vordingborg | HAV | Kriegers Flak | Hav | 756118 | 6107243 | Stamdata | KFB 46F | Siemens Wind Power A/S SG 8.0-167 DD | Siemens.Gamesa.SG.8.0.167
570715000001542915 | 2021-05-08 | 8400 | 167 | 104 | Siemens Wind Power A/S | SG 8.0-167 DD | 390 | Vordingborg | HAV | Kriegers Flak | Hav | 760619 | 6107059 | Stamdata | KFB 47F | Siemens Wind Power A/S SG 8.0-167 DD | Siemens.Gamesa.SG.8.0.167
570715000001542922 | 2021-04-26 | 8400 | 167 | 104 | Siemens Wind Power A/S | SG 8.0-167 DD | 390 | Vordingborg | HAV | Kriegers Flak | Hav | 753149 | 6106879 | Stamdata | KFB 48H | Siemens Wind Power A/S SG 8.0-167 DD | Siemens.Gamesa.SG.8.0.167
570715000001542939 | 2021-05-03 | 8400 | 167 | 104 | Siemens Wind Power A/S | SG 8.0-167 DD | 390 | Vordingborg | HAV | Kriegers Flak | Hav | 758369 | 6106789 | Stamdata | KFB 49F | Siemens Wind Power A/S SG 8.0-167 DD | Siemens.Gamesa.SG.8.0.167
570715000001542946 | 2021-04-20 | 8400 | 167 | 104 | Siemens Wind Power A/S | SG 8.0-167 DD | 390 | Vordingborg | HAV | Kriegers Flak | Hav | 751889 | 6106069 | Stamdata | KFB 51L | Siemens Wind Power A/S SG 8.0-167 DD | Siemens.Gamesa.SG.8.0.167
570715000001542953 | 2021-04-30 | 8400 | 167 | 104 | Siemens Wind Power A/S | SG 8.0-167 DD | 390 | Vordingborg | HAV | Kriegers Flak | Hav | 755849 | 6105799 | Stamdata | KFB 52H | Siemens Wind Power A/S SG 8.0-167 DD | Siemens.Gamesa.SG.8.0.167
570715000001542960 | 2021-04-21 | 8400 | 167 | 104 | Siemens Wind Power A/S | SG 8.0-167 DD | 390 | Vordingborg | HAV | Kriegers Flak | Hav | 752519 | 6105439 | Stamdata | KFB 53L | Siemens Wind Power A/S SG 8.0-167 DD | Siemens.Gamesa.SG.8.0.167
570715000001542977 | 2021-05-01 | 8400 | 167 | 104 | Siemens Wind Power A/S | SG 8.0-167 DD | 390 | Vordingborg | HAV | Kriegers Flak | Hav | 759093 | 6105316 | Stamdata | KFB 55H | Siemens Wind Power A/S SG 8.0-167 DD | Siemens.Gamesa.SG.8.0.167
570715000001542984 | 2021-04-20 | 8400 | 167 | 104 | Siemens Wind Power A/S | SG 8.0-167 DD | 390 | Vordingborg | HAV | Kriegers Flak | Hav | 753869 | 6104629 | Stamdata | KFB 57L | Siemens Wind Power A/S SG 8.0-167 DD | Siemens.Gamesa.SG.8.0.167
570715000001542991 | 2021-04-24 | 8400 | 167 | 104 | Siemens Wind Power A/S | SG 8.0-167 DD | 390 | Vordingborg | HAV | Kriegers Flak | Hav | 754919 | 6104004 | Stamdata | KFB 58L | Siemens Wind Power A/S SG 8.0-167 DD | Siemens.Gamesa.SG.8.0.167
570715000001543004 | 2021-05-27 | 8400 | 167 | 104 | Siemens Wind Power A/S | SG 8.0-167 DD | 390 | Vordingborg | HAV | Kriegers Flak | Hav | 759562 | 6103809 | Stamdata | KFB 60H | Siemens Wind Power A/S SG 8.0-167 DD | Siemens.Gamesa.SG.8.0.167
570715000001543011 | 2021-03-22 | 8400 | 167 | 104 | Siemens Wind Power A/S | SG 8.0-167 DD | 390 | Vordingborg | HAV | Kriegers Flak | Hav | 758636 | 6101665 | Stamdata | KFB 66J | Siemens Wind Power A/S SG 8.0-167 DD | Siemens.Gamesa.SG.8.0.167
570715000001543028 | 2021-03-23 | 8400 | 167 | 104 | Siemens Wind Power A/S | SG 8.0-167 DD | 390 | Vordingborg | HAV | Kriegers Flak | Hav | 759269 | 6100489 | Stamdata | KFB 70J | Siemens Wind Power A/S SG 8.0-167 DD | Siemens.Gamesa.SG.8.0.167
570715000001543035 | 2021-03-24 | 8400 | 167 | 104 | Siemens Wind Power A/S | SG 8.0-167 DD | 390 | Vordingborg | HAV | Kriegers Flak | Hav | 757559 | 6099949 | Stamdata | KFB 71J | Siemens Wind Power A/S SG 8.0-167 DD | Siemens.Gamesa.SG.8.0.167
570715000001543042 | 2021-04-22 | 8400 | 167 | 104 | Siemens Wind Power A/S | SG 8.0-167 DD | 390 | Vordingborg | HAV | Kriegers Flak | Hav | 752212 | 6111679 | Stamdata | KFB 75B | Siemens Wind Power A/S SG 8.0-167 DD | Siemens.Gamesa.SG.8.0.167
570715000001543059 | 2021-03-25 | 8400 | 167 | 104 | Siemens Wind Power A/S | SG 8.0-167 DD | 390 | Vordingborg | HAV | Kriegers Flak | Hav | 756854 | 6100557 | Stamdata | KFB 77J | Siemens Wind Power A/S SG 8.0-167 DD | Siemens.Gamesa.SG.8.0.167
570715000001543066 | 2021-05-28 | 8400 | 167 | 104 | Siemens Wind Power A/S | SG 8.0-167 DD | 390 | Vordingborg | HAV | Kriegers Flak | Hav | 752429 | 6112639 | Stamdata | KFB 25C | Siemens Wind Power A/S SG 8.0-167 DD | Siemens.Gamesa.SG.8.0.167
570715000001543073 | 2021-05-26 | 8400 | 167 | 104 | Siemens Wind Power A/S | SG 8.0-167 DD | 390 | Vordingborg | HAV | Kriegers Flak | Hav | 753329 | 6112189 | Stamdata | KFB 26C | Siemens Wind Power A/S SG 8.0-167 DD | Siemens.Gamesa.SG.8.0.167
570715000001543080 | 2021-05-25 | 8400 | 167 | 104 | Siemens Wind Power A/S | SG 8.0-167 DD | 390 | Vordingborg | HAV | Kriegers Flak | Hav | 752910 | 6111108 | Stamdata | KFB 32C | Siemens Wind Power A/S SG 8.0-167 DD | Siemens.Gamesa.SG.8.0.167
570715000001543097 | 2021-05-24 | 8400 | 167 | 104 | Siemens Wind Power A/S | SG 8.0-167 DD | 390 | Vordingborg | HAV | Kriegers Flak | Hav | 752339 | 6109669 | Stamdata | KFB 37C | Siemens Wind Power A/S SG 8.0-167 DD | Siemens.Gamesa.SG.8.0.167
570715000001543103 | 2021-05-30 | 8400 | 167 | 104 | Siemens Wind Power A/S | SG 8.0-167 DD | 390 | Vordingborg | HAV | Kriegers Flak | Hav | 748473 | 6110841 | Stamdata | KFB 31A | Siemens Wind Power A/S SG 8.0-167 DD | Siemens.Gamesa.SG.8.0.167
570715000001543110 | 2021-06-01 | 8400 | 167 | 104 | Siemens Wind Power A/S | SG 8.0-167 DD | 390 | Vordingborg | HAV | Kriegers Flak | Hav | 746939 | 6110119 | Stamdata | KFB 34A | Siemens Wind Power A/S SG 8.0-167 DD | Siemens.Gamesa.SG.8.0.167
570715000001543127 | 2021-05-31 | 8400 | 167 | 104 | Siemens Wind Power A/S | SG 8.0-167 DD | 390 | Vordingborg | HAV | Kriegers Flak | Hav | 748109 | 6109849 | Stamdata | KFB 36A | Siemens Wind Power A/S SG 8.0-167 DD | Siemens.Gamesa.SG.8.0.167
570715000001543134 | 2021-05-29 | 8400 | 167 | 104 | Siemens Wind Power A/S | SG 8.0-167 DD | 390 | Vordingborg | HAV | Kriegers Flak | Hav | 750989 | 6108139 | Stamdata | KFB 43A | Siemens Wind Power A/S SG 8.0-167 DD | Siemens.Gamesa.SG.8.0.167
570715000001543141 | 2021-05-14 | 8400 | 167 | 104 | Siemens Wind Power A/S | SG 8.0-167 DD | 390 | Vordingborg | HAV | Kriegers Flak | Hav | 756743 | 6110121 | Stamdata | KFB 35E | Siemens Wind Power A/S SG 8.0-167 DD | Siemens.Gamesa.SG.8.0.167
570715000001543158 | 2021-05-15 | 8400 | 167 | 104 | Siemens Wind Power A/S | SG 8.0-167 DD | 390 | Vordingborg | HAV | Kriegers Flak | Hav | 757829 | 6109489 | Stamdata | KFB 38E | Siemens Wind Power A/S SG 8.0-167 DD | Siemens.Gamesa.SG.8.0.167
570715000001543165 | 2021-05-15 | 8400 | 167 | 104 | Siemens Wind Power A/S | SG 8.0-167 DD | 390 | Vordingborg | HAV | Kriegers Flak | Hav | 758816 | 6108779 | Stamdata | KFB 41E | Siemens Wind Power A/S SG 8.0-167 DD | Siemens.Gamesa.SG.8.0.167
570715000001543172 | 2021-05-15 | 8400 | 167 | 104 | Siemens Wind Power A/S | SG 8.0-167 DD | 390 | Vordingborg | HAV | Kriegers Flak | Hav | 756389 | 6108589 | Stamdata | KFB 42E | Siemens Wind Power A/S SG 8.0-167 DD | Siemens.Gamesa.SG.8.0.167
570715000001543189 | 2021-04-04 | 8400 | 167 | 104 | Siemens Wind Power A/S | SG 8.0-167 DD | 390 | Vordingborg | HAV | Kriegers Flak | Hav | 761519 | 6106249 | Stamdata | KFB 50G | Siemens Wind Power A/S SG 8.0-167 DD | Siemens.Gamesa.SG.8.0.167
570715000001543196 | 2021-04-06 | 8400 | 167 | 104 | Siemens Wind Power A/S | SG 8.0-167 DD | 390 | Vordingborg | HAV | Kriegers Flak | Hav | 762329 | 6105439 | Stamdata | KFB 54G | Siemens Wind Power A/S SG 8.0-167 DD | Siemens.Gamesa.SG.8.0.167
570715000001543202 | 2021-04-08 | 8400 | 167 | 104 | Siemens Wind Power A/S | SG 8.0-167 DD | 390 | Vordingborg | HAV | Kriegers Flak | Hav | 763049 | 6104719 | Stamdata | KFB 56G | Siemens Wind Power A/S SG 8.0-167 DD | Siemens.Gamesa.SG.8.0.167
570715000001543219 | 2021-04-10 | 8400 | 167 | 104 | Siemens Wind Power A/S | SG 8.0-167 DD | 390 | Vordingborg | HAV | Kriegers Flak | Hav | 762419 | 6103639 | Stamdata | KFB 61G | Siemens Wind Power A/S SG 8.0-167 DD | Siemens.Gamesa.SG.8.0.167
570715000001543226 | 2021-04-29 | 8400 | 167 | 104 | Siemens Wind Power A/S | SG 8.0-167 DD | 390 | Vordingborg | HAV | Kriegers Flak | Hav | 757146 | 6103999 | Stamdata | KFB 59I | Siemens Wind Power A/S SG 8.0-167 DD | Siemens.Gamesa.SG.8.0.167
570715000001543233 | 2021-04-01 | 8400 | 167 | 104 | Siemens Wind Power A/S | SG 8.0-167 DD | 390 | Vordingborg | HAV | Kriegers Flak | Hav | 758909 | 6102739 | Stamdata | KFB 63I | Siemens Wind Power A/S SG 8.0-167 DD | Siemens.Gamesa.SG.8.0.167
570715000001543240 | 2021-04-03 | 8400 | 167 | 104 | Siemens Wind Power A/S | SG 8.0-167 DD | 390 | Vordingborg | HAV | Kriegers Flak | Hav | 761609 | 6102289 | Stamdata | KFB 64I | Siemens Wind Power A/S SG 8.0-167 DD | Siemens.Gamesa.SG.8.0.167
570715000001543257 | 2021-04-03 | 8400 | 167 | 104 | Siemens Wind Power A/S | SG 8.0-167 DD | 390 | Vordingborg | HAV | Kriegers Flak | Hav | 760709 | 6101119 | Stamdata | KFB 68I | Siemens Wind Power A/S SG 8.0-167 DD | Siemens.Gamesa.SG.8.0.167
570715000001543264 | 2021-06-02 | 8400 | 167 | 104 | Siemens Wind Power A/S | SG 8.0-167 DD | 390 | Vordingborg | HAV | Kriegers Flak | Hav | 755579 | 6103099 | Stamdata | KFB 62K | Siemens Wind Power A/S SG 8.0-167 DD | Siemens.Gamesa.SG.8.0.167
570715000001543271 | 2021-06-04 | 8400 | 167 | 104 | Siemens Wind Power A/S | SG 8.0-167 DD | 390 | Vordingborg | HAV | Kriegers Flak | Hav | 755765 | 6102069 | Stamdata | KFB 65K | Siemens Wind Power A/S SG 8.0-167 DD | Siemens.Gamesa.SG.8.0.167
570715000001543288 | 2021-06-05 | 8400 | 167 | 104 | Siemens Wind Power A/S | SG 8.0-167 DD | 390 | Vordingborg | HAV | Kriegers Flak | Hav | 756197 | 6101326 | Stamdata | KFB 67K | Siemens Wind Power A/S SG 8.0-167 DD | Siemens.Gamesa.SG.8.0.167
570715000001543295 | 2021-06-05 | 8400 | 167 | 104 | Siemens Wind Power A/S | SG 8.0-167 DD | 390 | Vordingborg | HAV | Kriegers Flak | Hav | 755669 | 6100489 | Stamdata | KFB 69K | Siemens Wind Power A/S SG 8.0-167 DD | Siemens.Gamesa.SG.8.0.167
571313134499569550 | 2020-10-11 | 8400 | 164 | 118 | MHI Vestas Offshore Wind A/S | V164-8.0MW/8.3MW | 561 | Esbjerg | LAND | Måde Esbjerg Jorder | 2i | 468049.88 | 6145616.47 | Stamdata |  | MHI Vestas Offshore Wind A/S V164-8.0MW/8.3MW | MHI.Vestas.V164.8400
571313134499569574 | 2020-10-10 | 8400 | 164 | 118 | MHI Vestas Offshore Wind A/S | V164-8.0MW/8.3MW | 561 | Esbjerg | LAND | Måde Esbjerg Jorder | 4æ | 468533.63 | 6145431.04 | Stamdata |  | MHI Vestas Offshore Wind A/S V164-8.0MW/8.3MW | MHI.Vestas.V164.8400
570715000001613509 | 2018-12-23 | 8300 | 164 | 105 | MHI Vestas Offshore Wind A/S | V164-8.0MW/8.3MW | 561 | Esbjerg | HAV | Horns Rev | Hav | 408997 | 6177653 | Stamdata | WH3 A01 | MHI Vestas Offshore Wind A/S V164-8.0MW/8.3MW | MHI.Vestas.V164.8400
570715000001613516 | 2018-12-23 | 8300 | 164 | 105 | MHI Vestas Offshore Wind A/S | V164-8.0MW/8.3MW | 561 | Esbjerg | HAV | Horns Rev | Hav | 409143 | 6176505 | Stamdata | WH3 A02 | MHI Vestas Offshore Wind A/S V164-8.0MW/8.3MW | MHI.Vestas.V164.8400
570715000001613523 | 2018-12-23 | 8300 | 164 | 105 | MHI Vestas Offshore Wind A/S | V164-8.0MW/8.3MW | 561 | Esbjerg | HAV | Horns Rev | Hav | 409638 | 6175486 | Stamdata | WH3 A03 | MHI Vestas Offshore Wind A/S V164-8.0MW/8.3MW | MHI.Vestas.V164.8400
570715000001613530 | 2018-12-23 | 8300 | 164 | 105 | MHI Vestas Offshore Wind A/S | V164-8.0MW/8.3MW | 561 | Esbjerg | HAV | Horns Rev | Hav | 410064 | 6174402 | Stamdata | WH3 A04 | MHI Vestas Offshore Wind A/S V164-8.0MW/8.3MW | MHI.Vestas.V164.8400
570715000001613547 | 2018-12-23 | 8300 | 164 | 105 | MHI Vestas Offshore Wind A/S | V164-8.0MW/8.3MW | 561 | Esbjerg | HAV | Horns Rev | Hav | 410241 | 6173317 | Stamdata | WH3 A05 | MHI Vestas Offshore Wind A/S V164-8.0MW/8.3MW | MHI.Vestas.V164.8400
570715000001613554 | 2018-12-23 | 8300 | 164 | 105 | MHI Vestas Offshore Wind A/S | V164-8.0MW/8.3MW | 561 | Esbjerg | HAV | Horns Rev | Hav | 410328 | 6172214 | Stamdata | WH3 A06 | MHI Vestas Offshore Wind A/S V164-8.0MW/8.3MW | MHI.Vestas.V164.8400
570715000001613561 | 2018-12-23 | 8300 | 164 | 105 | MHI Vestas Offshore Wind A/S | V164-8.0MW/8.3MW | 561 | Esbjerg | HAV | Horns Rev | Hav | 410568 | 6177763 | Stamdata | WH3 B01 | MHI Vestas Offshore Wind A/S V164-8.0MW/8.3MW | MHI.Vestas.V164.8400
570715000001613578 | 2018-12-23 | 8300 | 164 | 105 | MHI Vestas Offshore Wind A/S | V164-8.0MW/8.3MW | 561 | Esbjerg | HAV | Horns Rev | Hav | 412347 | 6177795 | Stamdata | WH3 C01 | MHI Vestas Offshore Wind A/S V164-8.0MW/8.3MW | MHI.Vestas.V164.8400
570715000001613585 | 2018-12-23 | 8300 | 164 | 105 | MHI Vestas Offshore Wind A/S | V164-8.0MW/8.3MW | 561 | Esbjerg | HAV | Horns Rev | Hav | 412152 | 6176707 | Stamdata | WH3 C02 | MHI Vestas Offshore Wind A/S V164-8.0MW/8.3MW | MHI.Vestas.V164.8400
570715000001613592 | 2018-12-23 | 8300 | 164 | 105 | MHI Vestas Offshore Wind A/S | V164-8.0MW/8.3MW | 561 | Esbjerg | HAV | Horns Rev | Hav | 412028 | 6175608 | Stamdata | WH3 C03 | MHI Vestas Offshore Wind A/S V164-8.0MW/8.3MW | MHI.Vestas.V164.8400
570715000001613608 | 2018-12-23 | 8300 | 164 | 105 | MHI Vestas Offshore Wind A/S | V164-8.0MW/8.3MW | 561 | Esbjerg | HAV | Horns Rev | Hav | 411974 | 6174504 | Stamdata | WH3 C04 | MHI Vestas Offshore Wind A/S V164-8.0MW/8.3MW | MHI.Vestas.V164.8400
570715000001613615 | 2018-12-23 | 8300 | 164 | 105 | MHI Vestas Offshore Wind A/S | V164-8.0MW/8.3MW | 561 | Esbjerg | HAV | Horns Rev | Hav | 411990 | 6173399 | Stamdata | WH3 C05 | MHI Vestas Offshore Wind A/S V164-8.0MW/8.3MW | MHI.Vestas.V164.8400
570715000001613622 | 2018-12-23 | 8300 | 164 | 105 | MHI Vestas Offshore Wind A/S | V164-8.0MW/8.3MW | 561 | Esbjerg | HAV | Horns Rev | Hav | 412077 | 6172296 | Stamdata | WH3 C06 | MHI Vestas Offshore Wind A/S V164-8.0MW/8.3MW | MHI.Vestas.V164.8400
570715000001613639 | 2018-12-23 | 8300 | 164 | 105 | MHI Vestas Offshore Wind A/S | V164-8.0MW/8.3MW | 561 | Esbjerg | HAV | Horns Rev | Hav | 412234 | 6171202 | Stamdata | WH3 C07 | MHI Vestas Offshore Wind A/S V164-8.0MW/8.3MW | MHI.Vestas.V164.8400
570715000001613646 | 2018-12-23 | 8300 | 164 | 105 | MHI Vestas Offshore Wind A/S | V164-8.0MW/8.3MW | 561 | Esbjerg | HAV | Horns Rev | Hav | 414096 | 6177877 | Stamdata | WH3 D01 | MHI Vestas Offshore Wind A/S V164-8.0MW/8.3MW | MHI.Vestas.V164.8400
570715000001613653 | 2018-12-23 | 8300 | 164 | 105 | MHI Vestas Offshore Wind A/S | V164-8.0MW/8.3MW | 561 | Esbjerg | HAV | Horns Rev | Hav | 413902 | 6176789 | Stamdata | WH3 D02 | MHI Vestas Offshore Wind A/S V164-8.0MW/8.3MW | MHI.Vestas.V164.8400
570715000001613660 | 2018-12-23 | 8300 | 164 | 105 | MHI Vestas Offshore Wind A/S | V164-8.0MW/8.3MW | 561 | Esbjerg | HAV | Horns Rev | Hav | 413723 | 6174586 | Stamdata | WH3 D04 | MHI Vestas Offshore Wind A/S V164-8.0MW/8.3MW | MHI.Vestas.V164.8400
570715000001613677 | 2018-12-23 | 8300 | 164 | 105 | MHI Vestas Offshore Wind A/S | V164-8.0MW/8.3MW | 561 | Esbjerg | HAV | Horns Rev | Hav | 413740 | 6173480 | Stamdata | WH3 D05 | MHI Vestas Offshore Wind A/S V164-8.0MW/8.3MW | MHI.Vestas.V164.8400
570715000001613684 | 2018-12-23 | 8300 | 164 | 105 | MHI Vestas Offshore Wind A/S | V164-8.0MW/8.3MW | 561 | Esbjerg | HAV | Horns Rev | Hav | 413984 | 6171284 | Stamdata | WH3 D07 | MHI Vestas Offshore Wind A/S V164-8.0MW/8.3MW | MHI.Vestas.V164.8400
570715000001613691 | 2018-12-23 | 8300 | 164 | 105 | MHI Vestas Offshore Wind A/S | V164-8.0MW/8.3MW | 561 | Esbjerg | HAV | Horns Rev | Hav | 414210 | 6170202 | Stamdata | WH3 D08 | MHI Vestas Offshore Wind A/S V164-8.0MW/8.3MW | MHI.Vestas.V164.8400
570715000001613707 | 2018-12-23 | 8300 | 164 | 105 | MHI Vestas Offshore Wind A/S | V164-8.0MW/8.3MW | 561 | Esbjerg | HAV | Horns Rev | Hav | 414506 | 6169136 | Stamdata | WH3 D09 | MHI Vestas Offshore Wind A/S V164-8.0MW/8.3MW | MHI.Vestas.V164.8400
570715000001613714 | 2018-12-23 | 8300 | 164 | 105 | MHI Vestas Offshore Wind A/S | V164-8.0MW/8.3MW | 561 | Esbjerg | HAV | Horns Rev | Hav | 415846 | 6177959 | Stamdata | WH3 E01 | MHI Vestas Offshore Wind A/S V164-8.0MW/8.3MW | MHI.Vestas.V164.8400
570715000001613721 | 2018-12-23 | 8300 | 164 | 105 | MHI Vestas Offshore Wind A/S | V164-8.0MW/8.3MW | 561 | Esbjerg | HAV | Horns Rev | Hav | 415651 | 6176871 | Stamdata | WH3 E02 | MHI Vestas Offshore Wind A/S V164-8.0MW/8.3MW | MHI.Vestas.V164.8400
570715000001613738 | 2018-12-23 | 8300 | 164 | 105 | MHI Vestas Offshore Wind A/S | V164-8.0MW/8.3MW | 561 | Esbjerg | HAV | Horns Rev | Hav | 415527 | 6175772 | Stamdata | WH3 E03 | MHI Vestas Offshore Wind A/S V164-8.0MW/8.3MW | MHI.Vestas.V164.8400
570715000001613745 | 2018-12-23 | 8300 | 164 | 105 | MHI Vestas Offshore Wind A/S | V164-8.0MW/8.3MW | 561 | Esbjerg | HAV | Horns Rev | Hav | 415576 | 6172460 | Stamdata | WH3 E05 | MHI Vestas Offshore Wind A/S V164-8.0MW/8.3MW | MHI.Vestas.V164.8400
570715000001613752 | 2018-12-23 | 8300 | 164 | 105 | MHI Vestas Offshore Wind A/S | V164-8.0MW/8.3MW | 561 | Esbjerg | HAV | Horns Rev | Hav | 415960 | 6170284 | Stamdata | WH3 E06 | MHI Vestas Offshore Wind A/S V164-8.0MW/8.3MW | MHI.Vestas.V164.8400
570715000001613769 | 2018-12-23 | 8300 | 164 | 105 | MHI Vestas Offshore Wind A/S | V164-8.0MW/8.3MW | 561 | Esbjerg | HAV | Horns Rev | Hav | 416255 | 6169218 | Stamdata | WH3 E07 | MHI Vestas Offshore Wind A/S V164-8.0MW/8.3MW | MHI.Vestas.V164.8400
570715000001613776 | 2018-12-23 | 8300 | 164 | 105 | MHI Vestas Offshore Wind A/S | V164-8.0MW/8.3MW | 561 | Esbjerg | HAV | Horns Rev | Hav | 416618 | 6168174 | Stamdata | WH3 E08 | MHI Vestas Offshore Wind A/S V164-8.0MW/8.3MW | MHI.Vestas.V164.8400
570715000001613783 | 2018-12-23 | 8300 | 164 | 105 | MHI Vestas Offshore Wind A/S | V164-8.0MW/8.3MW | 561 | Esbjerg | HAV | Horns Rev | Hav | 417046 | 6167154 | Stamdata | WH3 E09 | MHI Vestas Offshore Wind A/S V164-8.0MW/8.3MW | MHI.Vestas.V164.8400
570715000001613790 | 2018-12-23 | 8300 | 164 | 105 | MHI Vestas Offshore Wind A/S | V164-8.0MW/8.3MW | 561 | Esbjerg | HAV | Horns Rev | Hav | 417539 | 6166164 | Stamdata | WH3 E10 | MHI Vestas Offshore Wind A/S V164-8.0MW/8.3MW | MHI.Vestas.V164.8400
570715000001613806 | 2018-12-23 | 8300 | 164 | 105 | MHI Vestas Offshore Wind A/S | V164-8.0MW/8.3MW | 561 | Esbjerg | HAV | Horns Rev | Hav | 417595 | 6178041 | Stamdata | WH3 F01 | MHI Vestas Offshore Wind A/S V164-8.0MW/8.3MW | MHI.Vestas.V164.8400
570715000001613813 | 2018-12-23 | 8300 | 164 | 105 | MHI Vestas Offshore Wind A/S | V164-8.0MW/8.3MW | 561 | Esbjerg | HAV | Horns Rev | Hav | 417401 | 6176953 | Stamdata | WH3 F02 | MHI Vestas Offshore Wind A/S V164-8.0MW/8.3MW | MHI.Vestas.V164.8400
570715000001613820 | 2018-12-23 | 8300 | 164 | 105 | MHI Vestas Offshore Wind A/S | V164-8.0MW/8.3MW | 561 | Esbjerg | HAV | Horns Rev | Hav | 417276 | 6175854 | Stamdata | WH3 F03 | MHI Vestas Offshore Wind A/S V164-8.0MW/8.3MW | MHI.Vestas.V164.8400
570715000001613837 | 2018-12-23 | 8300 | 164 | 105 | MHI Vestas Offshore Wind A/S | V164-8.0MW/8.3MW | 561 | Esbjerg | HAV | Horns Rev | Hav | 417222 | 6174750 | Stamdata | WH3 F04 | MHI Vestas Offshore Wind A/S V164-8.0MW/8.3MW | MHI.Vestas.V164.8400
570715000001613844 | 2018-12-23 | 8300 | 164 | 105 | MHI Vestas Offshore Wind A/S | V164-8.0MW/8.3MW | 561 | Esbjerg | HAV | Horns Rev | Hav | 417239 | 6173644 | Stamdata | WH3 F05 | MHI Vestas Offshore Wind A/S V164-8.0MW/8.3MW | MHI.Vestas.V164.8400
570715000001613851 | 2018-12-23 | 8300 | 164 | 105 | MHI Vestas Offshore Wind A/S | V164-8.0MW/8.3MW | 561 | Esbjerg | HAV | Horns Rev | Hav | 417437 | 6171141 | Stamdata | WH3 F06 | MHI Vestas Offshore Wind A/S V164-8.0MW/8.3MW | MHI.Vestas.V164.8400
570715000001613868 | 2018-12-23 | 8300 | 164 | 105 | MHI Vestas Offshore Wind A/S | V164-8.0MW/8.3MW | 561 | Esbjerg | HAV | Horns Rev | Hav | 417864 | 6169940 | Stamdata | WH3 F07 | MHI Vestas Offshore Wind A/S V164-8.0MW/8.3MW | MHI.Vestas.V164.8400
570715000001613875 | 2018-12-23 | 8300 | 164 | 105 | MHI Vestas Offshore Wind A/S | V164-8.0MW/8.3MW | 561 | Esbjerg | HAV | Horns Rev | Hav | 418327 | 6168536 | Stamdata | WH3 F08 | MHI Vestas Offshore Wind A/S V164-8.0MW/8.3MW | MHI.Vestas.V164.8400
570715000001613882 | 2018-12-23 | 8300 | 164 | 105 | MHI Vestas Offshore Wind A/S | V164-8.0MW/8.3MW | 561 | Esbjerg | HAV | Horns Rev | Hav | 418816 | 6167176 | Stamdata | WH3 F09 | MHI Vestas Offshore Wind A/S V164-8.0MW/8.3MW | MHI.Vestas.V164.8400
570715000001613899 | 2018-12-23 | 8300 | 164 | 105 | MHI Vestas Offshore Wind A/S | V164-8.0MW/8.3MW | 561 | Esbjerg | HAV | Horns Rev | Hav | 418852 | 6174212 | Stamdata | WH3 G02 | MHI Vestas Offshore Wind A/S V164-8.0MW/8.3MW | MHI.Vestas.V164.8400
570715000001613905 | 2018-12-23 | 8300 | 164 | 105 | MHI Vestas Offshore Wind A/S | V164-8.0MW/8.3MW | 561 | Esbjerg | HAV | Horns Rev | Hav | 418868 | 6173106 | Stamdata | WH3 G03 | MHI Vestas Offshore Wind A/S V164-8.0MW/8.3MW | MHI.Vestas.V164.8400
570715000001613912 | 2018-12-23 | 8300 | 164 | 105 | MHI Vestas Offshore Wind A/S | V164-8.0MW/8.3MW | 561 | Esbjerg | HAV | Horns Rev | Hav | 419174 | 6171546 | Stamdata | WH3 G04 | MHI Vestas Offshore Wind A/S V164-8.0MW/8.3MW | MHI.Vestas.V164.8400
570715000001613929 | 2018-12-23 | 8300 | 164 | 105 | MHI Vestas Offshore Wind A/S | V164-8.0MW/8.3MW | 561 | Esbjerg | HAV | Horns Rev | Hav | 419459 | 6170447 | Stamdata | WH3 G05 | MHI Vestas Offshore Wind A/S V164-8.0MW/8.3MW | MHI.Vestas.V164.8400
570715000001613936 | 2018-12-23 | 8300 | 164 | 105 | MHI Vestas Offshore Wind A/S | V164-8.0MW/8.3MW | 561 | Esbjerg | HAV | Horns Rev | Hav | 419754 | 6169382 | Stamdata | WH3 G06 | MHI Vestas Offshore Wind A/S V164-8.0MW/8.3MW | MHI.Vestas.V164.8400
570715000001613943 | 2018-12-23 | 8300 | 164 | 105 | MHI Vestas Offshore Wind A/S | V164-8.0MW/8.3MW | 561 | Esbjerg | HAV | Horns Rev | Hav | 420116 | 6168337 | Stamdata | WH3 G07 | MHI Vestas Offshore Wind A/S V164-8.0MW/8.3MW | MHI.Vestas.V164.8400
570715000001613950 | 2018-12-23 | 8300 | 164 | 105 | MHI Vestas Offshore Wind A/S | V164-8.0MW/8.3MW | 561 | Esbjerg | HAV | Horns Rev | Hav | 420948 | 6171658 | Stamdata | WH3 H01 | MHI Vestas Offshore Wind A/S V164-8.0MW/8.3MW | MHI.Vestas.V164.8400
570715000001613967 | 2018-12-23 | 8300 | 164 | 105 | MHI Vestas Offshore Wind A/S | V164-8.0MW/8.3MW | 561 | Esbjerg | HAV | Horns Rev | Hav | 421208 | 6170529 | Stamdata | WH3 H02 | MHI Vestas Offshore Wind A/S V164-8.0MW/8.3MW | MHI.Vestas.V164.8400
570715000001613974 | 2018-12-23 | 8300 | 164 | 105 | MHI Vestas Offshore Wind A/S | V164-8.0MW/8.3MW | 561 | Esbjerg | HAV | Horns Rev | Hav | 421503 | 6169464 | Stamdata | WH3 H03 | MHI Vestas Offshore Wind A/S V164-8.0MW/8.3MW | MHI.Vestas.V164.8400
570715000001613981 | 2018-12-23 | 8300 | 164 | 105 | MHI Vestas Offshore Wind A/S | V164-8.0MW/8.3MW | 561 | Esbjerg | HAV | Horns Rev | Hav | 422847 | 6171427 | Stamdata | WH3 J01 | MHI Vestas Offshore Wind A/S V164-8.0MW/8.3MW | MHI.Vestas.V164.8400
571313134402411891 | 2016-01-03 | 8000 | 164 | 118 | Vestas Wind Systems A/S | V164-8MW | 561 | Esbjerg | LAND | Esbjerg Jorde | 5k | 469033 | 6145290 | SDFE2018 | 344241189 | Vestas Wind Systems A/S V164-8MW | Vestas.V164.8000
571313134402411907 | 2015-12-18 | 8000 | 164 | 118 | Vestas Wind Systems A/S | V164-8MW | 561 | Esbjerg | LAND | Esbjerg Jorde | 5k | 469542 | 6145189 | SDFE2018 | 344241190 | Vestas Wind Systems A/S V164-8MW | Vestas.V164.8000
570715000001554987 | 2017-02-17 | 8000 | 154 | 120.5 | Siemens Wind Power A/S | SWT 8.0-154 | 787 | Thisted | LAND | Østrild by, Østerild | 4m | 492965.55 | 6323732.33 | SDFE2018 | 3492005 | Siemens Wind Power A/S SWT 8.0-154 | Siemens.SWT.8.0.154
571313134701404280 | 2018-02-17 | 7000 | 154 | 85.3 | Siemens Wind Power A/S | SWT-7.0-154 | 665 | Lemvig | HAV | 99999x | 99999x | 453510 | 6280335 | Stamdata |  | Siemens Wind Power A/S SWT-7.0-154 | Siemens.Gamesa.SG.7.0.154
571313134702404289 | 2018-02-17 | 7000 | 154 | 85.3 | Siemens Wind Power A/S | SWT-7.0-154 | 665 | Lemvig | HAV | 99999X | 99999X | 453064 | 6281196 | Stamdata |  | Siemens Wind Power A/S SWT-7.0-154 | Siemens.Gamesa.SG.7.0.154
571313134703404288 | 2018-02-17 | 7000 | 154 | 85.3 | Siemens Wind Power A/S | SWT-7.0-154 | 665 | Lemvig | HAV | 99999X | 99999X | 454407 | 6280817 | Stamdata |  | Siemens Wind Power A/S SWT-7.0-154 | Siemens.Gamesa.SG.7.0.154
571313134704404287 | 2018-02-17 | 7000 | 154 | 85.3 | Siemens Wind Power A/S | SWT-7.0-154 | 665 | Lemvig | HAV | 99999X | 99999X | 454153 | 6281691 | Stamdata |  | Siemens Wind Power A/S SWT-7.0-154 | Siemens.Gamesa.SG.7.0.154
570715000001485021 | 2015-12-10 | 7000 | 154 | 120 | Ukendt | Ukendt | 787 | Thisted | LAND | Østerild By Østerild | 4u | 492966 | 6323126 | Stamdata | 3493005 | Ukendt Ukendt | 0
571313134700404526 | 2021-09-12 | 6600 | 170 | 115 | Siemens Wind Power A/S | SG 8.0-167 DD | 665 | Lemvig | LAND | Høvsøre Enge, Fjaltring | xx | 447219.8 | 6254969.41 | Stamdata |  | Siemens Wind Power A/S SG 8.0-167 DD | Siemens.Gamesa.SG.8.0.167
571313134808512710 | 2013-06-10 | 6000 | 121 | 89 | Siemens Wind Power A/S | SWT-6.0-120 | 760 | Ringkøbing-Skjern | LAND | Hee, Den nordlige del | 5f | 455150.02 | 6226178.01 | SDFE2018 | 85127 | Siemens Wind Power A/S SWT-6.0-120 | Siemens.Gamesa.SG.6.0.154
571313134808513311 | 2013-12-12 | 6000 | 121 | 89 | Siemens Wind Power A/S | SWT-6.0-120 | 760 | Ringkøbing-Skjern | LAND | Sønden Åen, Tim | 3ø | 454978.53 | 6226439.9 | SDFE2018 | 85133 | Siemens Wind Power A/S SWT-6.0-120 | Siemens.Gamesa.SG.6.0.154
571313134808513410 | 2013-12-04 | 6000 | 121 | 89 | Siemens Wind Power A/S | SWT-6.0-120 | 760 | Ringkøbing-Skjern | LAND | Sønden Åen, Tim | 3æ | 454806.08 | 6226700.87 | SDFE2018 | 85134 | Siemens Wind Power A/S SWT-6.0-120 | Siemens.Gamesa.SG.6.0.154
571313134808513519 | 2013-11-21 | 6000 | 121 | 89 | Siemens Wind Power A/S | SWT-6.0-120 | 760 | Ringkøbing-Skjern | LAND | Sønden Åen, Tim | 2bi | 454635.85 | 6226960.92 | SDFE2018 | 85135 | Siemens Wind Power A/S SWT-6.0-120 | Siemens.Gamesa.SG.6.0.154
571313134808513618 | 2013-11-14 | 6000 | 121 | 89 | Siemens Wind Power A/S | SWT-6.0-120 | 760 | Ringkøbing-Skjern | LAND | Sønden Åen, Tim | 2bl | 454455.91 | 6227232.51 | SDFE2018 | 85132 | Siemens Wind Power A/S SWT-6.0-120 | Siemens.Gamesa.SG.6.0.154
571313134808513717 | 2013-11-04 | 6000 | 121 | 89 | Siemens Wind Power A/S | SWT-6.0-120 | 760 | Ringkøbing-Skjern | LAND | Sønden Åen, Tim | 2bk | 454283.34 | 6227493.77 | SDFE2018 | 85137 | Siemens Wind Power A/S SWT-6.0-120 | Siemens.Gamesa.SG.6.0.154
570715000001506887 | 2016-06-15 | 6000 | 151 | 104 | Ukendt | Ukendt | 787 | Thisted | LAND | Østrind by | 10g | 492968.36 | 6326730.68 | SDFE2018 | 3487003 | Ukendt Ukendt | 0
570715000001663429 | 2020-06-24 | 6000 | 150 | 140 | Ukendt | Ukendt | 787 | Thisted | LAND | Hjardemål klit, Hjardemål | 34 | 493010 | 6325528 | Stamdata | 3488005 | Ukendt Ukendt | 0
570715000001663436 | 2020-12-02 | 6000 | 162 | 140 | Ukendt | Ukendt | 787 | Thisted | LAND | Hjardemål klit, Hjardemål | 34g | 492970 | 6324928 | Stamdata | 3490007 | Ukendt Ukendt | 0
571313134803289907 | 2020-12-18 | 5600 | 150 | 125 | Vestas Wind Systems A/S | V150-5,6 MW | 760 | Ringkøbing-Skjern | LAND | Venner By, Velling | 1ax | 457413 | 6209509 | Stamdata |  | Vestas Wind Systems A/S V150-5,6 MW | Vestas.V150.4000
571313134803289914 | 2020-12-18 | 5600 | 162 | 119 | Vestas Wind Systems A/S | V162-5,6 MW | 760 | Ringkøbing-Skjern | LAND | Venner By, Velling | 16 | 457512 | 6208823 | Stamdata |  | Vestas Wind Systems A/S V162-5,6 MW | Vestas.V150.4000
570715000001669469 | 2021-12-03 | 5500 | 158 | 118.6 | Eget fabrikat | Ukendt-Eget fabrikat | 153 | Brøndby | LAND | Brøndbyvester By, Brøndbyvester | 33ez | 492926 | 6322069 | Stamdata | 3508003 | Eget fabrikat Ukendt-Eget fabrikat | Gamesa.G128.5000
571313134700404458 | 2020-07-17 | 5000 | 145 | 127.5 | Siemens Wind Power A/S | SG4.5-145 | 665 | Lemvig | LAND | Rysensten Hgd | 1u | 447692.73 | 6256235.41 | Stamdata | 40445 | Siemens Wind Power A/S SG4.5-145 | Siemens.Gamesa.SG.4.5.145
570715000002018785 | 2020-11-05 | 5000 | 132 | 84 | Ukendt | Ukendt | 671 | Struer | LAND | Lyngs by, Lyngs | 14b | 467753.44 | 6281164.38 | Stamdata |  | Ukendt Ukendt | 0
570715000002018792 | 2020-11-05 | 5000 | 132 | 84 | Ukendt | Ukendt | 671 | Struer | LAND | Lyngs by, Lyngs | 14b | 467931.63 | 6280888.39 | Stamdata |  | Ukendt Ukendt | 0
570715000002018808 | 2020-11-05 | 5000 | 132 | 84 | Ukendt | Ukendt | 671 | Struer | LAND | Lyngs by, Lyngs | 14b | 468109.83 | 6280612.39 | Stamdata |  | Ukendt Ukendt | 0
571313134700404441 | 2018-01-24 | 4300 | 130 | 99.5 | SIEMENS | Ukendt-Simens | 665 | Lemvig | LAND | Den nordlige Del, Bøvling | 43q | 447658.28 | 6255634.75 | SDFE2018 | 40444 | SIEMENS Ukendt-Simens | Siemens.SWT.3.0.101
571313134499499024 | 2020-02-08 | 4300 | 130 | 85 | SIEMENS | SWT-DD-130 Mode 1 | 820 | Vesthimmerlands | LAND | Thorup By, Aggersborg | 5b | 513455 | 6318326 | Stamdata | 23163046 | SIEMENS SWT-DD-130 Mode 1 | Siemens.SWT.4.3.130
571313134499499031 | 2020-02-08 | 4300 | 130 | 85 | SIEMENS | SWT-DD-130 Mode 1 | 820 | Vesthimmerlands | LAND | Thorup By, Aggersborg | 4a | 513310 | 6318613 | Stamdata | 23163047 | SIEMENS SWT-DD-130 Mode 1 | Siemens.SWT.4.3.130
571313134499499048 | 2020-02-08 | 4300 | 130 | 85 | SIEMENS | SWT-DD-130 Mode 1 | 820 | Vesthimmerlands | LAND | Thorup By, Aggersborg | 2e | 513164 | 6318900 | Stamdata | 23163048 | SIEMENS SWT-DD-130 Mode 1 | Siemens.SWT.4.3.130
571313134499499055 | 2020-02-14 | 4300 | 130 | 85 | SIEMENS | SWT-DD-130 Mode 1 | 820 | Vesthimmerlands | LAND | Ullerup By, Aggersborg | 13g | 513023 | 6319180 | Stamdata | 23163049 | SIEMENS SWT-DD-130 Mode 1 | Siemens.SWT.4.3.130
571313134499499062 | 2020-02-28 | 4300 | 130 | 85 | SIEMENS | SWT-DD-130 Mode 1 | 820 | Vesthimmerlands | LAND | Ullerup By, Aggersborg | 12f | 512885 | 6319453 | Stamdata | 23163050 | SIEMENS SWT-DD-130 Mode 1 | Siemens.SWT.4.3.130
571313134499499123 | 2020-02-08 | 4300 | 130 | 85 | SIEMENS | SWT-DD-130 Mode 1 | 820 | Vesthimmerlands | LAND | Thorup By, Aggersborg | 3e | 513734 | 6318663 | Stamdata | 23163056 | SIEMENS SWT-DD-130 Mode 1 | Siemens.SWT.4.3.130
571313134499499130 | 2020-02-08 | 4300 | 130 | 85 | SIEMENS | SWT-DD-130 Mode 1 | 820 | Vesthimmerlands | LAND | Thorup By, Aggersborg | 1h | 513588 | 6318951 | Stamdata | 23163057 | SIEMENS SWT-DD-130 Mode 1 | Siemens.SWT.4.3.130
571313134499499147 | 2020-02-22 | 4300 | 130 | 85 | SIEMENS | SWT-DD-130 Mode 1 | 820 | Vesthimmerlands | LAND | Ullerup By, Aggersborg | 12o | 513443 | 6319238 | Stamdata | 23163058 | SIEMENS SWT-DD-130 Mode 1 | Siemens.SWT.4.3.130
571313134499499154 | 2020-03-04 | 4300 | 130 | 85 | SIEMENS | SWT-DD-130 Mode 1 | 820 | Vesthimmerlands | LAND | Ullerup By, Aggersborg | 14f | 513297 | 6319528 | Stamdata | 23163059 | SIEMENS SWT-DD-130 Mode 1 | Siemens.SWT.4.3.130
571313134499499079 | 2020-03-21 | 4300 | 130 | 85 | SIEMENS | SWT-DD-130 Mode 1 | 849 | Jammerbugt | LAND | Gøttrup By, Gøttrup | 125 | 512732 | 6319754 | Stamdata | 23163051 | SIEMENS SWT-DD-130 Mode 1 | Siemens.SWT.4.3.130
571313134499499086 | 2020-03-27 | 4300 | 130 | 85 | SIEMENS | SWT-DD-130 Mode 1 | 849 | Jammerbugt | LAND | Gøttrup By, Gøttrup | 126 | 512580 | 6320056 | Stamdata | 23163052 | SIEMENS SWT-DD-130 Mode 1 | Siemens.SWT.4.3.130
571313134499499093 | 2020-04-08 | 4300 | 130 | 85 | SIEMENS | SWT-DD-130 Mode 1 | 849 | Jammerbugt | LAND | GøttrupBy, Gøttrup | 47aq | 512438 | 6320336 | Stamdata | 23163053 | SIEMENS SWT-DD-130 Mode 1 | Siemens.SWT.4.3.130
571313134499499109 | 2020-04-06 | 4300 | 130 | 85 | SIEMENS | SWT-DD-130 Mode 1 | 849 | Jammerbugt | LAND | GøttrupBy, Gøttrup | 47ar | 512293 | 6320624 | Stamdata | 23163054 | SIEMENS SWT-DD-130 Mode 1 | Siemens.SWT.4.3.130
571313134499499116 | 2020-04-11 | 4300 | 130 | 85 | SIEMENS | SWT-DD-130 Mode 1 | 849 | Jammerbugt | LAND | Gøttrup By, Gøttrup | 47as | 512148 | 6320911 | Stamdata | 23163055 | SIEMENS SWT-DD-130 Mode 1 | Siemens.SWT.4.3.130
571313134499499178 | 2020-03-11 | 4300 | 130 | 85 | SIEMENS | SWT-DD-130 Mode 1 | 849 | Jammerbugt | LAND | Gøttrup By, Gøttrup | 127 | 513150 | 6319820 | Stamdata | 23163060 | SIEMENS SWT-DD-130 Mode 1 | Siemens.SWT.4.3.130
571313134499499185 | 2020-03-25 | 4300 | 130 | 85 | SIEMENS | SWT-DD-130 Mode 1 | 849 | Jammerbugt | LAND | Gøttrup By, Gøttrup | 128 | 513011 | 6320092 | Stamdata | 23163061 | SIEMENS SWT-DD-130 Mode 1 | Siemens.SWT.4.3.130
571313134499499192 | 2020-04-02 | 4300 | 130 | 85 | SIEMENS | SWT-DD-130 Mode 1 | 849 | Jammerbugt | LAND | Gøttrup By, Gøttrup | 47at | 512863 | 6320387 | Stamdata | 23163062 | SIEMENS SWT-DD-130 Mode 1 | Siemens.SWT.4.3.130
571313134499499208 | 2020-03-31 | 4300 | 130 | 85 | SIEMENS | SWT-DD-130 Mode 1 | 849 | Jammerbugt | LAND | Gøttrup By, Gøttrup | 47au | 512718 | 6320674 | Stamdata | 23163063 | SIEMENS SWT-DD-130 Mode 1 | Siemens.SWT.4.3.130
571313113162970299 | 2021-11-22 | 4200 | 136 | 82 | Vestas Wind Systems A/S | V136-4.2 MW | 846 | Mariagerfjord | LAND | Veddum by, Skelund 641052 | 15a | 573124.3 | 6293805 | Stamdata |  | Vestas Wind Systems A/S V136-4.2 MW | Vestas.V136.4000
571313113162970336 | 2021-11-22 | 4200 | 136 | 82 | Vestas Wind Systems A/S | V136-4.2 MW | 846 | Mariagerfjord | LAND | Veddum by, Skelund 641052 | 15a | 573022.1 | 6294158.5 | Stamdata |  | Vestas Wind Systems A/S V136-4.2 MW | Vestas.V136.4000
571313113162970367 | 2021-11-23 | 4200 | 136 | 82 | Vestas Wind Systems A/S | V136-4.2 MW | 846 | Mariagerfjord | LAND | Veddum by, Skelund 641052 | 12s | 572919.9 | 6294512 | Stamdata |  | Vestas Wind Systems A/S V136-4.2 MW | Vestas.V136.4000
571313113162970404 | 2021-12-07 | 4200 | 136 | 82 | Vestas Wind Systems A/S | V136-4.2 MW | 846 | Mariagerfjord | LAND | Veddum by, Skelund 641052 | 19h | 572817.7 | 6294865.5 | Stamdata |  | Vestas Wind Systems A/S V136-4.2 MW | Vestas.V136.4000
571313113162970534 | 2021-12-07 | 4200 | 136 | 82 | Vestas Wind Systems A/S | V136-4.2 MW | 846 | Mariagerfjord | LAND | Veddum by, Skelund 641052 | 16q | 572715.5 | 6295219.1 | Stamdata |  | Vestas Wind Systems A/S V136-4.2 MW | Vestas.V136.4000
571313113162970565 | 2021-11-23 | 4200 | 136 | 82 | Vestas Wind Systems A/S | V136-4.2 MW | 846 | Mariagerfjord | LAND | Veddum by, Skelund 641052 | 20f | 573457.4 | 6294147.1 | Stamdata |  | Vestas Wind Systems A/S V136-4.2 MW | Vestas.V136.4000
571313113162970596 | 2021-11-23 | 4200 | 136 | 82 | Vestas Wind Systems A/S | V136-4.2 MW | 846 | Mariagerfjord | LAND | Veddum by, Skelund 641052 | 20f | 573355.2 | 6294500.6 | Stamdata |  | Vestas Wind Systems A/S V136-4.2 MW | Vestas.V136.4000
571313113162970626 | 2021-11-23 | 4200 | 136 | 82 | Vestas Wind Systems A/S | V136-4.2 MW | 846 | Mariagerfjord | LAND | Veddum by, Skelund 641052 | 33o | 573252.9 | 6294854.1 | Stamdata |  | Vestas Wind Systems A/S V136-4.2 MW | Vestas.V136.4000
571313113162970657 | 2021-12-07 | 4200 | 136 | 82 | Vestas Wind Systems A/S | V136-4.2 MW | 846 | Mariagerfjord | LAND | Veddum by, Skelund 641052 | 16b | 573150.7 | 6295207.6 | Stamdata |  | Vestas Wind Systems A/S V136-4.2 MW | Vestas.V136.4000
570715000001658999 | 2019-12-12 | 4200 | 136 | 112 | Ukendt | Ukendt | 860 | Hjørring | LAND | Lunden | 1 | 559263 | 6383621 | Stamdata | 190569107 | Ukendt Ukendt | 0
570715000001659156 | 2019-12-18 | 4200 | 136 | 112 | Ukendt | Ukendt | 860 | Hjørring | LAND | Lunden | 1 | 559323 | 6383896 | Stamdata | 190569114 | Ukendt Ukendt | 0
570715000001659224 | 2019-12-20 | 4200 | 136 | 112 | Ukendt | Ukendt | 860 | Hjørring | LAND | Lunden | 1 | 559132 | 6384110 | Stamdata | 190569121 | Ukendt Ukendt | 0
570715000001659231 | 2019-12-19 | 4200 | 136 | 112 | Ukendt | Ukendt | 860 | Hjørring | LAND | Lunden | 1 | 558745 | 6384122 | Stamdata | 190569138 | Ukendt Ukendt | 0
570715000001596703 | 2018-02-09 | 4100 | 142 | 109 | Siemens Wind Power A/S | SWT 3.15-109-142 | 756 | Ikast-Brande | LAND | Skærlund By | 16f | 505679.74 | 6195396.23 | Stamdata | 516209 | Siemens Wind Power A/S SWT 3.15-109-142 | Siemens.SWT.4.1.142
571313174001651632 | 2017-05-05 | 3600 | 117 | 91.5 | Vestas Wind Systems A/S | V117-3.6 MW | 360 | Lolland | LAND | Vesternæs by, Kappel | 20g | 628741.48 | 6070741.66 | SDFE2018 | 61070533 | Vestas Wind Systems A/S V117-3.6 MW | Vestas.V117.4000
571313174001651649 | 2017-04-26 | 3600 | 117 | 116.5 | Vestas Wind Systems A/S | V117-3.6 MW | 360 | Lolland | LAND | Vesternæs by, Kappel | 20h | 628931.9 | 6070480.7 | SDFE2018 | 61070543 | Vestas Wind Systems A/S V117-3.6 MW | Vestas.V117.4000
571313174001651663 | 2017-03-29 | 3600 | 117 | 116.5 | Vestas Wind Systems A/S | V117-3.6 MW | 360 | Lolland | LAND | Vesternæs by, Kappel | 16g | 629501.51 | 6070103.22 | SDFE2018 | 61070576 | Vestas Wind Systems A/S V117-3.6 MW | Vestas.V117.4000
571313174001651687 | 2017-03-20 | 3600 | 117 | 91.5 | Vestas Wind Systems A/S | V117-3.6 MW | 360 | Lolland | LAND | Gottesgabe Hgd Kappel | 1q | 629770.6 | 6069989.63 | SDFE2018 | 61070621 | Vestas Wind Systems A/S V117-3.6 MW | Vestas.V117.4000
571313174001651694 | 2017-03-29 | 3600 | 117 | 91.5 | Vestas Wind Systems A/S | V117-3.6 MW | 360 | Lolland | LAND | Vesternæs by, Kappel | 16h | 629486.2 | 6070609.3 | SDFE2018 | 61070651 | Vestas Wind Systems A/S V117-3.6 MW | Vestas.V117.4000
571313174001651700 | 2017-03-25 | 3600 | 117 | 91.5 | Vestas Wind Systems A/S | V117-3.6 MW | 360 | Lolland | LAND | Vesternæs by, Kappel | 50b | 629881.14 | 6070443.52 | SDFE2018 | 61070660 | Vestas Wind Systems A/S V117-3.6 MW | Vestas.V117.4000
571313174001696602 | 2017-12-30 | 3600 | 117 | 91.5 | Vestas Wind Systems A/S | V117-3.6 MW | 360 | Lolland | LAND | Købelev Skov | 1a | 633222 | 6089238 | SDFE2018 | 61099537 | Vestas Wind Systems A/S V117-3.6 MW | Vestas.V117.4000
571313174001696619 | 2017-12-31 | 3600 | 117 | 91.5 | Vestas Wind Systems A/S | V117-3.6 MW | 360 | Lolland | LAND | Købelev Skov | 1a | 633490 | 6089466 | SDFE2018 | 61099572 | Vestas Wind Systems A/S V117-3.6 MW | Vestas.V117.4000
571313174001696626 | 2017-12-31 | 3600 | 117 | 91.5 | Vestas Wind Systems A/S | V117-3.6 MW | 360 | Lolland | LAND | Købelev Skov | 1a | 633757 | 6089698 | Stamdata | 61099552 | Vestas Wind Systems A/S V117-3.6 MW | Vestas.V117.4000
571313174001696633 | 2017-12-30 | 3600 | 117 | 91.5 | Vestas Wind Systems A/S | V117-3.6 MW | 360 | Lolland | LAND | Købelev Skov | 1a | 634027 | 6089918 | SDFE2018 | 61099553 | Vestas Wind Systems A/S V117-3.6 MW | Vestas.V117.4000
571313174001696640 | 2018-01-18 | 3600 | 117 | 91.5 | Vestas Wind Systems A/S | V117-3.6 MW | 360 | Lolland | LAND | Købelev Skov | 1a | 632545.92 | 6089299.29 | SDFE2018 | 61099554 | Vestas Wind Systems A/S V117-3.6 MW | Vestas.V117.4000
571313174001696657 | 2017-12-29 | 3600 | 117 | 91.5 | Vestas Wind Systems A/S | V117-3.6 MW | 360 | Lolland | LAND | Købelev Skov | 1a | 632808.33 | 6089524.06 | SDFE2018 | 61099557 | Vestas Wind Systems A/S V117-3.6 MW | Vestas.V117.4000
571313174001696664 | 2017-12-29 | 3600 | 117 | 91.5 | Vestas Wind Systems A/S | V117-3.6 MW | 360 | Lolland | LAND | Købelev Skov | 1a | 633074 | 6089751 | SDFE2018 | 61099562 | Vestas Wind Systems A/S V117-3.6 MW | Vestas.V117.4000
571313174001696671 | 2018-01-16 | 3600 | 117 | 91.5 | Vestas Wind Systems A/S | V117-3.6 MW | 360 | Lolland | LAND | Købelev Skov | 1a | 633343.88 | 6089982.77 | SDFE2018 | 61099564 | Vestas Wind Systems A/S V117-3.6 MW | Vestas.V117.4000
571313174001696688 | 2017-12-13 | 3600 | 117 | 91.5 | Vestas Wind Systems A/S | V117-3.6 MW | 360 | Lolland | LAND | Købelev Skov | 1a | 633608 | 6090209 | SDFE2018 | 61099567 | Vestas Wind Systems A/S V117-3.6 MW | Vestas.V117.4000
571313174001698620 | 2017-12-30 | 3600 | 117 | 91.5 | Vestas Wind Systems A/S | V117-3.6 MW | 360 | Lolland | LAND | Alminde by, Landet | 7a | 644923 | 6069366 | SDFE2018 | 61100486 | Vestas Wind Systems A/S V117-3.6 MW | Vestas.V117.4000
571313174001698637 | 2017-12-30 | 3600 | 117 | 91.5 | Vestas Wind Systems A/S | V117-3.6 MW | 360 | Lolland | LAND | Alminde by, Landet | 7a | 645231 | 6069252 | SDFE2018 | 61100494 | Vestas Wind Systems A/S V117-3.6 MW | Vestas.V117.4000
571313174001698644 | 2017-12-30 | 3600 | 117 | 91.5 | Vestas Wind Systems A/S | V117-3.6 MW | 360 | Lolland | LAND | Rødby Fjord, Landet | 2 | 645539 | 6069138 | SDFE2018 | 61100783 | Vestas Wind Systems A/S V117-3.6 MW | Vestas.V117.4000
571313174001698651 | 2017-12-22 | 3600 | 117 | 91.5 | Vestas Wind Systems A/S | V117-3.6 MW | 360 | Lolland | LAND | Askø by, Landet | 3c | 645847 | 6069024 | SDFE2018 | 61100786 | Vestas Wind Systems A/S V117-3.6 MW | Vestas.V117.4000
571313174001698668 | 2017-12-23 | 3600 | 117 | 91.5 | Vestas Wind Systems A/S | V117-3.6 MW | 360 | Lolland | LAND | Askø by, Landet | 1d | 646153 | 6068910 | SDFE2018 | 61100791 | Vestas Wind Systems A/S V117-3.6 MW | Vestas.V117.4000
571313174001698675 | 2017-12-27 | 3600 | 117 | 91.5 | Vestas Wind Systems A/S | V117-3.6 MW | 360 | Lolland | LAND | Askø by, Landet | 4e | 646460 | 6068797 | SDFE2018 | 61100795 | Vestas Wind Systems A/S V117-3.6 MW | Vestas.V117.4000
571313174001698682 | 2018-01-23 | 3600 | 117 | 91.5 | Vestas Wind Systems A/S | V117-3.6 MW | 360 | Lolland | LAND | Askø by, Landet | 5o | 646766 | 6068683 | SDFE2018 | 61100803 | Vestas Wind Systems A/S V117-3.6 MW | Vestas.V117.4000
571313174001698699 | 2018-01-18 | 3600 | 117 | 91.5 | Vestas Wind Systems A/S | V117-3.6 MW | 360 | Lolland | LAND | Opager by, Landet | 23b | 647072 | 6068570 | SDFE2018 | 61100814 | Vestas Wind Systems A/S V117-3.6 MW | Vestas.V117.4000
571313174001699887 | 2018-02-13 | 3600 | 126 | 87 | Vestas Wind Systems A/S | V126-3.6 MW | 360 | Lolland | LAND | Skodsebølle by landet sogn | 8c | 644782 | 6073093 | SDFE2018 | 61102197 | Vestas Wind Systems A/S V126-3.6 MW | Vestas.V136.4000
571313174001699894 | 2018-02-08 | 3600 | 126 | 87 | Vestas Wind Systems A/S | V126-3.6 MW | 360 | Lolland | LAND | Skodsebølle by Landet Sogn | 8c | 644459 | 6073175 | SDFE2018 | 61102204 | Vestas Wind Systems A/S V126-3.6 MW | Vestas.V136.4000
571313174001699900 | 2018-02-08 | 3600 | 126 | 87 | Vestas Wind Systems A/S | V126-3.6 MW | 360 | Lolland | LAND | Øllingsøgård hdg., Græshave | 2a | 644136 | 6073257 | SDFE2018 | 61102209 | Vestas Wind Systems A/S V126-3.6 MW | Vestas.V136.4000
571313174001657931 | 2017-06-15 | 3600 | 117 | 91.4 | Vestas Wind Systems A/S | V117-3.6 MW | 370 | Næstved | LAND | Saltø Hgd., Karrebæk | 1a | 666925 | 6122803 | SDFE2018 | 61075983 | Vestas Wind Systems A/S V117-3.6 MW | Vestas.V117.4000
571313174001657962 | 2017-06-12 | 3600 | 117 | 91.4 | Vestas Wind Systems A/S | V117-3.6 MW | 370 | Næstved | LAND | Saltø Hgd., Karrebæk | 1a | 667384 | 6122570 | SDFE2018 | 61075993 | Vestas Wind Systems A/S V117-3.6 MW | Vestas.V117.4000
571313174001657979 | 2017-06-13 | 3600 | 117 | 91.4 | Vestas Wind Systems A/S | V117-3.6 MW | 370 | Næstved | LAND | Saltø Hgd., Karrebæk | 3a | 667842 | 6122338 | SDFE2018 | 61076001 | Vestas Wind Systems A/S V117-3.6 MW | Vestas.V117.4000
571313134499093406 | 2017-12-30 | 3600 | 126 | 87 | Vestas Wind Systems A/S | V126-3.6 MW | 550 | Tønder | LAND | Grøngård, Burkal | def6af1 | 495371.572 | 6084318.173 | Stamdata | 441100595 | Vestas Wind Systems A/S V126-3.6 MW | Vestas.V136.4000
571313134499093420 | 2018-02-02 | 3600 | 126 | 87 | Vestas Wind Systems A/S | V126-3.6 MW | 550 | Tønder | LAND | del2a82 | sædubje | 495762.268 | 6084286.284 | Stamdata | 441100596 | Vestas Wind Systems A/S V126-3.6 MW | Vestas.V136.4000
571313134499093444 | 2018-02-03 | 3600 | 126 | 87 | Vestas Wind Systems A/S | V126-3.6 MW | 550 | Tønder | LAND | Sæd Ubjerg | del3af6 | 496153.268 | 6084255.284 | Stamdata | 441100597 | Vestas Wind Systems A/S V126-3.6 MW | Vestas.V136.4000
571313134499093468 | 2018-02-05 | 3600 | 126 | 87 | Vestas Wind Systems A/S | V126-3.6 MW | 550 | Tønder | LAND | Sæd Ubjerg | def4af6 | 496544.268 | 6084224.284 | Stamdata | 441100598 | Vestas Wind Systems A/S V126-3.6 MW | Vestas.V136.4000
571313134499093482 | 2018-02-06 | 3600 | 126 | 87 | Vestas Wind Systems A/S | V126-3.6 MW | 550 | Tønder | LAND | Sæd Ubjerg | def5af5 | 496935.268 | 6084193.284 | Stamdata | 441100599 | Vestas Wind Systems A/S V126-3.6 MW | Vestas.V136.4000
571313134499093505 | 2018-02-06 | 3600 | 126 | 87 | Vestas Wind Systems A/S | V126-3.6 MW | 550 | Tønder | LAND | Grøngård, Burkal | def6af1 | 497326.267 | 6084162.284 | Stamdata | 441100600 | Vestas Wind Systems A/S V126-3.6 MW | Vestas.V136.4000
571313134700404533 | 2021-02-23 | 3600 | 126 | 77 | Vestas Wind Systems A/S | V126-3.6 MW | 657 | Herning | LAND | Lergrav Hdg., Aulum | 3i | 483954 | 6236727 | Stamdata |  | Vestas Wind Systems A/S V126-3.6 MW | Vestas.V136.4000
571313134700404540 | 2021-02-24 | 3600 | 126 | 77 | Vestas Wind Systems A/S | V126-3.6 MW | 657 | Herning | LAND | Horslund, Vinding | 1n | 483791 | 6237004 | Stamdata |  | Vestas Wind Systems A/S V126-3.6 MW | Vestas.V136.4000
571313134700404557 | 2021-02-22 | 3600 | 126 | 77 | Vestas Wind Systems A/S | V126-3.6 MW | 657 | Herning | LAND | Horslund, Vinding | 1o | 483627 | 6237282 | Stamdata |  | Vestas Wind Systems A/S V126-3.6 MW | Vestas.V136.4000
571313135300628398 | 2017-12-22 | 3600 | 117 | 91.5 | Vestas Wind Systems A/S | V117-3.6 MW | 657 | Herning | LAND | Sønderlandet, Sdr. Felding | 4b | 491013 | 6195762 | SDFE2018 | 4143655 | Vestas Wind Systems A/S V117-3.6 MW | Vestas.V117.4000
571313135300628411 | 2017-12-14 | 3600 | 117 | 91.5 | Vestas Wind Systems A/S | V117-3.6 MW | 657 | Herning | LAND | Sønderlandet, Sdr. Felding | 41m | 491313 | 6195555 | SDFE2018 | 4143656 | Vestas Wind Systems A/S V117-3.6 MW | Vestas.V117.4000
571313135300628435 | 2017-12-14 | 3600 | 117 | 91.5 | Vestas Wind Systems A/S | V117-3.6 MW | 657 | Herning | LAND | Sønderlandet, Sdr. Felding | 43a | 491614 | 6195348 | SDFE2018 | 4143657 | Vestas Wind Systems A/S V117-3.6 MW | Vestas.V117.4000
571313135300628459 | 2017-12-28 | 3600 | 117 | 91.5 | Vestas Wind Systems A/S | V117-3.6 MW | 657 | Herning | LAND | Sønderlandt, Sdr. Felding | 43b | 491915 | 6195140 | SDFE2018 | 4143659 | Vestas Wind Systems A/S V117-3.6 MW | Vestas.V117.4000
571313135300628473 | 2017-12-22 | 3600 | 117 | 91.5 | Vestas Wind Systems A/S | V117-3.6 MW | 657 | Herning | LAND | Sønderlandet, Sdr. Felding | 43b | 492215 | 6194933 | SDFE2018 | 4143660 | Vestas Wind Systems A/S V117-3.6 MW | Vestas.V117.4000
570715000000091728 | 2010-08-23 | 3600 | 107.2 | 90 | SIEMENS | SWT 3.6-107 | 661 | Holstebro | LAND | Den nordlig del, Ulfborg | 102b | 457024.03 | 6238806.83 | SDFE2018 | 85100 | SIEMENS SWT 3.6-107 | Siemens.SWT.3.6.107
570715000000091735 | 2010-11-30 | 3600 | 107.2 | 90 | SIEMENS | SWT 3.6-107 | 661 | Holstebro | LAND | Den nordlig del, Ulfborg | 105b | 456878.12 | 6239209.49 | SDFE2018 | 85101 | SIEMENS SWT 3.6-107 | Siemens.SWT.3.6.107
570715000000091742 | 2010-08-24 | 3600 | 107.2 | 90 | SIEMENS | SWT 3.6-107 | 661 | Holstebro | LAND | Den nordlig del, Ulfborg | 106b | 456732.24 | 6239612.03 | SDFE2018 | 85102 | SIEMENS SWT 3.6-107 | Siemens.SWT.3.6.107
571313134700404236 | 2017-09-26 | 3600 | 117 | 91.5 | Vestas Wind Systems A/S | V117-3.6 MW | 661 | Holstebro | LAND | Sønderhede, Sevel | 60p | 490764.65 | 6252286.81 | SDFE2018 | 40423 | Vestas Wind Systems A/S V117-3.6 MW | Vestas.V117.4000
571313134700404243 | 2017-09-29 | 3600 | 117 | 91.5 | Vestas Wind Systems A/S | V117-3.6 MW | 661 | Holstebro | LAND | Stendis By, Ryde | 60o | 491001.37 | 6252012.15 | SDFE2018 | 40424 | Vestas Wind Systems A/S V117-3.6 MW | Vestas.V117.4000
571313134700404250 | 2017-09-26 | 3600 | 117 | 91.5 | Vestas Wind Systems A/S | V117-3.6 MW | 661 | Holstebro | LAND | Sønderhede, Sevel | 59h | 491235.54 | 6251739.54 | SDFE2018 | 40425 | Vestas Wind Systems A/S V117-3.6 MW | Vestas.V117.4000
571313134700404564 | 2021-02-19 | 3600 | 126 | 77 | Vestas Wind Systems A/S | V126-3.6 MW | 661 | Holstebro | LAND | Solds, Tvis | 3 | 483464 | 6237559 | Stamdata |  | Vestas Wind Systems A/S V126-3.6 MW | Vestas.V136.4000
571313134700404571 | 2021-02-16 | 3600 | 126 | 77 | Vestas Wind Systems A/S | V126-3.6 MW | 661 | Holstebro | LAND | Solds, Tvis | 1f | 483300.7 | 6237837 | Stamdata |  | Vestas Wind Systems A/S V126-3.6 MW | Vestas.V136.4000
571313134700404588 | 2021-02-18 | 3600 | 126 | 77 | Vestas Wind Systems A/S | V126-3.6 MW | 661 | Holstebro | LAND | Solds, Tvis | 1u | 483137 | 6238114 | Stamdata |  | Vestas Wind Systems A/S V126-3.6 MW | Vestas.V136.4000
571313134700404595 | 2021-02-15 | 3600 | 126 | 77 | Vestas Wind Systems A/S | V126-3.6 MW | 661 | Holstebro | LAND | Solds, Tvis | 2d | 482974 | 6238392 | Stamdata |  | Vestas Wind Systems A/S V126-3.6 MW | Vestas.V136.4000
570715000000087028 | 2009-12-17 | 3600 | 107 | 80 | SIEMENS | SWT 3.6 | 665 | Lemvig | LAND | Den Nordlig Del, Bøvling | 69c | 453396.62 | 6257646.96 | SDFE2018 | 40202380 | SIEMENS SWT 3.6 | Siemens.SWT.3.6.107
570715000000087035 | 2009-12-23 | 3600 | 107 | 80 | SIEMENS | SWT 3.6 | 665 | Lemvig | LAND | Den Nordlig Del, Bøvling | 69b | 453660.96 | 6257497.61 | SDFE2018 | 40202381 | SIEMENS SWT 3.6 | Siemens.SWT.3.6.107
570715000000087042 | 2009-12-21 | 3600 | 107 | 80 | SIEMENS | SWT 3.6 | 665 | Lemvig | LAND | Den Nordlig Del, Bøvling | 4d | 453132.65 | 6257796.53 | SDFE2018 | 40202382 | SIEMENS SWT 3.6 | Siemens.SWT.3.6.107
570715000000087066 | 2010-04-27 | 3600 | 120 | 89.9 | SIEMENS | SWT 3.6 | 665 | Lemvig | LAND | Skalstrup By, Nees | 5n | 454767.52 | 6247609.36 | SDFE2018 | 40202383 | SIEMENS SWT 3.6 | Siemens.SWT.3.6.107
570715000000087073 | 2010-04-28 | 3600 | 120 | 89.9 | SIEMENS | SWT 3.6 | 665 | Lemvig | LAND | Skalstrup By, Nees | 4ac | 454651.51 | 6247905.93 | SDFE2018 | 40202384 | SIEMENS SWT 3.6 | Siemens.SWT.3.6.107
570715000000087080 | 2010-04-23 | 3600 | 120 | 89.9 | SIEMENS | SWT 3.6 | 665 | Lemvig | LAND | Skalstrup By, Nees | 3z | 454535.52 | 6248202.66 | SDFE2018 | 40202385 | SIEMENS SWT 3.6 | Siemens.SWT.3.6.107
571313134700404373 | 2018-02-15 | 3600 | 126 | 87 | Vestas Wind Systems A/S | V126-3.45 | 665 | Lemvig | LAND | Bækmark Hgd., Flynder | 25a | 459323 | 6254980 | SDFE2018 | 40437 | Vestas Wind Systems A/S V126-3.45 | Vestas.V136.4000
571313134700404380 | 2018-02-02 | 3600 | 126 | 87 | Vestas Wind Systems A/S | V126-3.45 | 665 | Lemvig | LAND | Bækmark Hgd., Flynder | 28a | 459422 | 6255316 | SDFE2018 | 40438 | Vestas Wind Systems A/S V126-3.45 | Vestas.V136.4000
571313134700404397 | 2018-02-09 | 3600 | 126 | 87 | Vestas Wind Systems A/S | V126-3.45 | 665 | Lemvig | LAND | Bækmark Hgd., Flynder | 28a | 459512.8 | 6255623 | SDFE2018 | 40439 | Vestas Wind Systems A/S V126-3.45 | Vestas.V136.4000
571313134700404403 | 2018-01-31 | 3600 | 126 | 87 | Vestas Wind Systems A/S | V126-3.45 | 665 | Lemvig | LAND | Bækmark Hgd., Flynder | 30d | 459628.8 | 6256016 | SDFE2018 | 40440 | Vestas Wind Systems A/S V126-3.45 | Vestas.V136.4000
571313134700404410 | 2018-02-07 | 3600 | 126 | 87 | Vestas Wind Systems A/S | V126-3.45 | 665 | Lemvig | LAND | Bækmark Hgd., Flynder | 32r | 459720 | 6256325 | SDFE2018 | 40441 | Vestas Wind Systems A/S V126-3.45 | Vestas.V136.4000
570715000000256998 | 2012-09-21 | 3600 | 120 | 81.6 | SIEMENS | SWT 3.6-120 | 707 | Norddjurs | HAV | Anholt 1 | hav | 634391.9 | 6264751.05 | Stamdata | WAH1 A01 | SIEMENS SWT 3.6-120 | Siemens.SWT.3.6.120
570715000000257001 | 2012-11-19 | 3600 | 120 | 81.6 | SIEMENS | SWT 3.6-120 | 707 | Norddjurs | HAV | Anholt 1 | hav | 634426.43 | 6265371.2 | Stamdata | WAH1 A02 | SIEMENS SWT 3.6-120 | Siemens.SWT.3.6.120
570715000000257018 | 2012-11-16 | 3600 | 120 | 81.6 | SIEMENS | SWT 3.6-120 | 707 | Norddjurs | HAV | Anholt 1 | hav | 634452.394 | 6265991.832 | Stamdata | WAH1 A03 | SIEMENS SWT 3.6-120 | Siemens.SWT.3.6.120
570715000000257025 | 2012-11-13 | 3600 | 120 | 81.6 | SIEMENS | SWT 3.6-120 | 707 | Norddjurs | HAV | Anholt 1 | hav | 634469.79 | 6266612.76 | Stamdata | WAH1 A04 | SIEMENS SWT 3.6-120 | Siemens.SWT.3.6.120
570715000000257032 | 2012-11-14 | 3600 | 120 | 81.6 | SIEMENS | SWT 3.6-120 | 707 | Norddjurs | HAV | Anholt 1 | hav | 634478.55 | 6267233.96 | Stamdata | WAH1 A05 | SIEMENS SWT 3.6-120 | Siemens.SWT.3.6.120
570715000000257049 | 2012-10-27 | 3600 | 120 | 81.6 | SIEMENS | SWT 3.6-120 | 707 | Norddjurs | HAV | Anholt 1 | hav | 634478.85 | 6267855.02 | Stamdata | WAH1 A06 | SIEMENS SWT 3.6-120 | Siemens.SWT.3.6.120
570715000000257056 | 2012-11-04 | 3600 | 120 | 81.6 | SIEMENS | SWT 3.6-120 | 707 | Norddjurs | HAV | Anholt 1 | hav | 634470.56 | 6268476.11 | Stamdata | WAH1 A07 | SIEMENS SWT 3.6-120 | Siemens.SWT.3.6.120
570715000000257063 | 2012-10-15 | 3600 | 120 | 81.6 | SIEMENS | SWT 3.6-120 | 707 | Norddjurs | HAV | Anholt 1 | hav | 634453.82 | 6269097.13 | Stamdata | WAH1 A08 | SIEMENS SWT 3.6-120 | Siemens.SWT.3.6.120
570715000000257070 | 2012-10-20 | 3600 | 120 | 81.6 | SIEMENS | SWT 3.6-120 | 707 | Norddjurs | HAV | Anholt 1 | hav | 634428.57 | 6269717.71 | Stamdata | WAH1 A09 | SIEMENS SWT 3.6-120 | Siemens.SWT.3.6.120
570715000000257087 | 2012-12-02 | 3600 | 120 | 81.6 | SIEMENS | SWT 3.6-120 | 707 | Norddjurs | HAV | Anholt 1 | hav | 634394.6 | 6270337.92 | Stamdata | WAH1 A10 | SIEMENS SWT 3.6-120 | Siemens.SWT.3.6.120
570715000000257094 | 2013-02-12 | 3600 | 120 | 81.6 | SIEMENS | SWT 3.6-120 | 707 | Norddjurs | HAV | Anholt 1 | hav | 634343.44 | 6271072.2 | Stamdata | WAH1 A11 | SIEMENS SWT 3.6-120 | Siemens.SWT.3.6.120
570715000000257100 | 2013-04-28 | 3600 | 120 | 81.6 | SIEMENS | SWT 3.6-120 | 707 | Norddjurs | HAV | Anholt 1 | hav | 634280.54 | 6271805.8 | Stamdata | WAH1 A12 | SIEMENS SWT 3.6-120 | Siemens.SWT.3.6.120
570715000000257117 | 2013-05-28 | 3600 | 120 | 81.6 | SIEMENS | SWT 3.6-120 | 707 | Norddjurs | HAV | Anholt 1 | hav | 634205.22 | 6272537.93 | Stamdata | WAH1 A13 | SIEMENS SWT 3.6-120 | Siemens.SWT.3.6.120
570715000000257124 | 2013-02-28 | 3600 | 120 | 81.6 | SIEMENS | SWT 3.6-120 | 707 | Norddjurs | HAV | Anholt 1 | hav | 634127.55 | 6273194.92 | Stamdata | WAH1 A14 | SIEMENS SWT 3.6-120 | Siemens.SWT.3.6.120
570715000000257131 | 2013-01-17 | 3600 | 120 | 81.6 | SIEMENS | SWT 3.6-120 | 707 | Norddjurs | HAV | Anholt 1 | hav | 634040.28 | 6273850.77 | Stamdata | WAH1 A15 | SIEMENS SWT 3.6-120 | Siemens.SWT.3.6.120
570715000000257148 | 2013-03-12 | 3600 | 120 | 81.6 | SIEMENS | SWT 3.6-120 | 707 | Norddjurs | HAV | Anholt 1 | hav | 633943.27 | 6274505.09 | Stamdata | WAH1 A16 | SIEMENS SWT 3.6-120 | Siemens.SWT.3.6.120
570715000000257155 | 2013-04-28 | 3600 | 120 | 81.6 | SIEMENS | SWT 3.6-120 | 707 | Norddjurs | HAV | Anholt 1 | hav | 633836.57 | 6275157.92 | Stamdata | WAH1 A17 | SIEMENS SWT 3.6-120 | Siemens.SWT.3.6.120
570715000000257162 | 2013-05-19 | 3600 | 120 | 81.6 | SIEMENS | SWT 3.6-120 | 707 | Norddjurs | HAV | Anholt 1 | hav | 633720.24 | 6275809.28 | Stamdata | WAH1 A18 | SIEMENS SWT 3.6-120 | Siemens.SWT.3.6.120
570715000000257179 | 2013-06-04 | 3600 | 120 | 81.6 | SIEMENS | SWT 3.6-120 | 707 | Norddjurs | HAV | Anholt 1 | hav | 633594.361 | 6276458.761 | Stamdata | WAH1 A19 | SIEMENS SWT 3.6-120 | Siemens.SWT.3.6.120
570715000000257186 | 2013-04-06 | 3600 | 120 | 81.6 | SIEMENS | SWT 3.6-120 | 707 | Norddjurs | HAV | Anholt 1 | hav | 633458.831 | 6277106.289 | Stamdata | WAH1 A20 | SIEMENS SWT 3.6-120 | Siemens.SWT.3.6.120
570715000000257193 | 2013-04-05 | 3600 | 120 | 81.6 | SIEMENS | SWT 3.6-120 | 707 | Norddjurs | HAV | Anholt 1 | hav | 633191 | 6278267 | Stamdata | WAH1 A22 | SIEMENS SWT 3.6-120 | Siemens.SWT.3.6.120
570715000000257209 | 2013-06-15 | 3600 | 120 | 81.6 | SIEMENS | SWT 3.6-120 | 707 | Norddjurs | HAV | Anholt 1 | hav | 633045 | 6278846 | Stamdata | WAH1 A23 | SIEMENS SWT 3.6-120 | Siemens.SWT.3.6.120
570715000000257216 | 2013-04-13 | 3600 | 120 | 81.6 | SIEMENS | SWT 3.6-120 | 707 | Norddjurs | HAV | Anholt 1 | hav | 632892 | 6279423 | Stamdata | WAH1 A24 | SIEMENS SWT 3.6-120 | Siemens.SWT.3.6.120
570715000000257223 | 2013-04-26 | 3600 | 120 | 81.6 | SIEMENS | SWT 3.6-120 | 707 | Norddjurs | HAV | Anholt 1 | hav | 632731 | 6279997 | Stamdata | WAH1 A25 | SIEMENS SWT 3.6-120 | Siemens.SWT.3.6.120
570715000000257230 | 2013-04-13 | 3600 | 120 | 81.6 | SIEMENS | SWT 3.6-120 | 707 | Norddjurs | HAV | Anholt 1 | hav | 632562 | 6280570 | Stamdata | WAH1 A26 | SIEMENS SWT 3.6-120 | Siemens.SWT.3.6.120
570715000000257247 | 2013-06-16 | 3600 | 120 | 81.6 | SIEMENS | SWT 3.6-120 | 707 | Norddjurs | HAV | Anholt 1 | hav | 632386 | 6281140 | Stamdata | WAH1 A27 | SIEMENS SWT 3.6-120 | Siemens.SWT.3.6.120
570715000000257254 | 2013-06-10 | 3600 | 120 | 81.6 | SIEMENS | SWT 3.6-120 | 707 | Norddjurs | HAV | Anholt 1 | hav | 632202 | 6281709 | Stamdata | WAH1 A28 | SIEMENS SWT 3.6-120 | Siemens.SWT.3.6.120
570715000000257261 | 2013-06-12 | 3600 | 120 | 81.6 | SIEMENS | SWT 3.6-120 | 707 | Norddjurs | HAV | Anholt 1 | hav | 632011 | 6282274 | Stamdata | WAH1 A29 | SIEMENS SWT 3.6-120 | Siemens.SWT.3.6.120
570715000000257278 | 2013-06-12 | 3600 | 120 | 81.6 | SIEMENS | SWT 3.6-120 | 707 | Norddjurs | HAV | Anholt 1 | hav | 631812 | 6282837 | Stamdata | WAH1 A30 | SIEMENS SWT 3.6-120 | Siemens.SWT.3.6.120
570715000000257285 | 2013-05-02 | 3600 | 120 | 81.6 | SIEMENS | SWT 3.6-120 | 707 | Norddjurs | HAV | Anholt 1 | hav | 631606 | 6283397 | Stamdata | WAH1 A31 | SIEMENS SWT 3.6-120 | Siemens.SWT.3.6.120
570715000000257292 | 2012-12-19 | 3600 | 120 | 81.6 | SIEMENS | SWT 3.6-120 | 707 | Norddjurs | HAV | Anholt 1 | hav | 635583.07 | 6265833.04 | Stamdata | WAH1 B01 | SIEMENS SWT 3.6-120 | Siemens.SWT.3.6.120
570715000000257308 | 2012-12-17 | 3600 | 120 | 81.6 | SIEMENS | SWT 3.6-120 | 707 | Norddjurs | HAV | Anholt 1 | hav | 636167.66 | 6266364.14 | Stamdata | WAH1 C01 | SIEMENS SWT 3.6-120 | Siemens.SWT.3.6.120
570715000000257315 | 2013-01-04 | 3600 | 120 | 81.6 | SIEMENS | SWT 3.6-120 | 707 | Norddjurs | HAV | Anholt 1 | hav | 636171.26 | 6267250.32 | Stamdata | WAH1 C02 | SIEMENS SWT 3.6-120 | Siemens.SWT.3.6.120
570715000000257322 | 2013-01-17 | 3600 | 120 | 81.6 | SIEMENS | SWT 3.6-120 | 707 | Norddjurs | HAV | Anholt 1 | hav | 636141.89 | 6268126.31 | Stamdata | WAH1 C03 | SIEMENS SWT 3.6-120 | Siemens.SWT.3.6.120
570715000000257339 | 2013-02-09 | 3600 | 120 | 81.6 | SIEMENS | SWT 3.6-120 | 707 | Norddjurs | HAV | Anholt 1 | hav | 636089.68 | 6269001.14 | Stamdata | WAH1 C04 | SIEMENS SWT 3.6-120 | Siemens.SWT.3.6.120
570715000000257346 | 2013-02-01 | 3600 | 120 | 81.6 | SIEMENS | SWT 3.6-120 | 707 | Norddjurs | HAV | Anholt 1 | hav | 636014.55 | 6269874.41 | Stamdata | WAH1 C05 | SIEMENS SWT 3.6-120 | Siemens.SWT.3.6.120
570715000000257353 | 2013-04-09 | 3600 | 120 | 81.6 | SIEMENS | SWT 3.6-120 | 707 | Norddjurs | HAV | Anholt 1 | hav | 635916.89 | 6270745.32 | Stamdata | WAH1 C06 | SIEMENS SWT 3.6-120 | Siemens.SWT.3.6.120
570715000000257360 | 2013-05-11 | 3600 | 120 | 81.6 | SIEMENS | SWT 3.6-120 | 707 | Norddjurs | HAV | Anholt 1 | hav | 635796.5 | 6271613.42 | Stamdata | WAH1 C07 | SIEMENS SWT 3.6-120 | Siemens.SWT.3.6.120
570715000000257377 | 2013-06-18 | 3600 | 120 | 81.6 | SIEMENS | SWT 3.6-120 | 707 | Norddjurs | HAV | Anholt 1 | hav | 635442.348 | 6273558.982 | Stamdata | WAH1 C09 | SIEMENS SWT 3.6-120 | Siemens.SWT.3.6.120
570715000000257384 | 2013-06-10 | 3600 | 120 | 81.6 | SIEMENS | SWT 3.6-120 | 707 | Norddjurs | HAV | Anholt 1 | hav | 635243.1 | 6274436.107 | Stamdata | WAH1 C10 | SIEMENS SWT 3.6-120 | Siemens.SWT.3.6.120
570715000000257391 | 2013-06-14 | 3600 | 120 | 81.6 | SIEMENS | SWT 3.6-120 | 707 | Norddjurs | HAV | Anholt 1 | hav | 634775.224 | 6276172.975 | Stamdata | WAH1 C12 | SIEMENS SWT 3.6-120 | Siemens.SWT.3.6.120
570715000000257407 | 2013-06-08 | 3600 | 120 | 81.6 | SIEMENS | SWT 3.6-120 | 707 | Norddjurs | HAV | Anholt 1 | hav | 632420.647 | 6276172.975 | Stamdata | WAH1 C31 | SIEMENS SWT 3.6-120 | Siemens.SWT.3.6.120
570715000000257414 | 2012-12-16 | 3600 | 120 | 81.6 | SIEMENS | SWT 3.6-120 | 707 | Norddjurs | HAV | Anholt 1 | hav | 636774 | 6266915 | Stamdata | WAH1 D01 | SIEMENS SWT 3.6-120 | Siemens.SWT.3.6.120
570715000000257421 | 2012-11-19 | 3600 | 120 | 81.6 | SIEMENS | SWT 3.6-120 | 707 | Norddjurs | HAV | Anholt 1 | hav | 637369 | 6267456 | Stamdata | WAH1 E01 | SIEMENS SWT 3.6-120 | Siemens.SWT.3.6.120
570715000000257438 | 2013-02-17 | 3600 | 120 | 81.6 | SIEMENS | SWT 3.6-120 | 707 | Norddjurs | HAV | Anholt 1 | hav | 637965 | 6267997 | Stamdata | WAH1 F01 | SIEMENS SWT 3.6-120 | Siemens.SWT.3.6.120
570715000000257445 | 2013-02-28 | 3600 | 120 | 81.6 | SIEMENS | SWT 3.6-120 | 707 | Norddjurs | HAV | Anholt 1 | hav | 637778.744 | 6268926.667 | Stamdata | WAH1 F02 | SIEMENS SWT 3.6-120 | Siemens.SWT.3.6.120
570715000000257452 | 2013-03-04 | 3600 | 120 | 81.6 | SIEMENS | SWT 3.6-120 | 707 | Norddjurs | HAV | Anholt 1 | hav | 637578.771 | 6269853.479 | Stamdata | WAH1 F03 | SIEMENS SWT 3.6-120 | Siemens.SWT.3.6.120
570715000000257469 | 2013-02-14 | 3600 | 120 | 81.6 | SIEMENS | SWT 3.6-120 | 707 | Norddjurs | HAV | Anholt 1 | hav | 637365.162 | 6270777.243 | Stamdata | WAH1 F04 | SIEMENS SWT 3.6-120 | Siemens.SWT.3.6.120
570715000000257476 | 2013-04-04 | 3600 | 120 | 81.6 | SIEMENS | SWT 3.6-120 | 707 | Norddjurs | HAV | Anholt 1 | hav | 637137.962 | 6271697.759 | Stamdata | WAH1 F05 | SIEMENS SWT 3.6-120 | Siemens.SWT.3.6.120
570715000000257483 | 2013-06-12 | 3600 | 120 | 81.6 | SIEMENS | SWT 3.6-120 | 707 | Norddjurs | HAV | Anholt 1 | hav | 636897.276 | 6272614.842 | Stamdata | WAH1 F06 | SIEMENS SWT 3.6-120 | Siemens.SWT.3.6.120
570715000000257490 | 2013-06-12 | 3600 | 120 | 81.6 | SIEMENS | SWT 3.6-120 | 707 | Norddjurs | HAV | Anholt 1 | hav | 636649.882 | 6273483.106 | Stamdata | WAH1 F07 | SIEMENS SWT 3.6-120 | Siemens.SWT.3.6.120
570715000000257506 | 2013-04-21 | 3600 | 120 | 81.6 | SIEMENS | SWT 3.6-120 | 707 | Norddjurs | HAV | Anholt 1 | hav | 636402.488 | 6274351.371 | Stamdata | WAH1 F08 | SIEMENS SWT 3.6-120 | Siemens.SWT.3.6.120
570715000000257513 | 2013-04-15 | 3600 | 120 | 81.6 | SIEMENS | SWT 3.6-120 | 707 | Norddjurs | HAV | Anholt 1 | hav | 636141.008 | 6275169.863 | Stamdata | WAH1 F09 | SIEMENS SWT 3.6-120 | Siemens.SWT.3.6.120
570715000000257520 | 2013-06-12 | 3600 | 120 | 81.6 | SIEMENS | SWT 3.6-120 | 707 | Norddjurs | HAV | Anholt 1 | hav | 635875.203 | 6275986.961 | Stamdata | WAH1 F10 | SIEMENS SWT 3.6-120 | Siemens.SWT.3.6.120
570715000000257537 | 2013-05-12 | 3600 | 120 | 81.6 | SIEMENS | SWT 3.6-120 | 707 | Norddjurs | HAV | Anholt 1 | hav | 635589 | 6276850 | Stamdata | WAH1 F11 | SIEMENS SWT 3.6-120 | Siemens.SWT.3.6.120
570715000000257544 | 2013-06-14 | 3600 | 120 | 81.6 | SIEMENS | SWT 3.6-120 | 707 | Norddjurs | HAV | Anholt 1 | hav | 635330.653 | 6277616.884 | Stamdata | WAH1 F12 | SIEMENS SWT 3.6-120 | Siemens.SWT.3.6.120
570715000000257551 | 2013-05-23 | 3600 | 120 | 81.6 | SIEMENS | SWT 3.6-120 | 707 | Norddjurs | HAV | Anholt 1 | hav | 635051.922 | 6278429.663 | Stamdata | WAH1 F13 | SIEMENS SWT 3.6-120 | Siemens.SWT.3.6.120
570715000000257568 | 2013-05-16 | 3600 | 120 | 81.6 | SIEMENS | SWT 3.6-120 | 707 | Norddjurs | HAV | Anholt 1 | hav | 634768.898 | 6279240.958 | Stamdata | WAH1 F14 | SIEMENS SWT 3.6-120 | Siemens.SWT.3.6.120
570715000000257575 | 2013-05-14 | 3600 | 120 | 81.6 | SIEMENS | SWT 3.6-120 | 707 | Norddjurs | HAV | Anholt 1 | hav | 634309 | 6280530 | Stamdata | WAH1 F23 | SIEMENS SWT 3.6-120 | Siemens.SWT.3.6.120
570715000000257582 | 2013-06-10 | 3600 | 120 | 81.6 | SIEMENS | SWT 3.6-120 | 707 | Norddjurs | HAV | Anholt 1 | hav | 634072 | 6281189 | Stamdata | WAH1 F24 | SIEMENS SWT 3.6-120 | Siemens.SWT.3.6.120
570715000000257599 | 2013-05-30 | 3600 | 120 | 81.6 | SIEMENS | SWT 3.6-120 | 707 | Norddjurs | HAV | Anholt 1 | hav | 633166 | 6283679 | Stamdata | WAH1 F25 | SIEMENS SWT 3.6-120 | Siemens.SWT.3.6.120
570715000000257605 | 2013-04-24 | 3600 | 120 | 81.6 | SIEMENS | SWT 3.6-120 | 707 | Norddjurs | HAV | Anholt 1 | hav | 632816 | 6284616 | Stamdata | WAH1 F26 | SIEMENS SWT 3.6-120 | Siemens.SWT.3.6.120
570715000000257612 | 2013-06-06 | 3600 | 120 | 81.6 | SIEMENS | SWT 3.6-120 | 707 | Norddjurs | HAV | Anholt 1 | hav | 632598.303 | 6285195.145 | Stamdata | WAH1 F27 | SIEMENS SWT 3.6-120 | Siemens.SWT.3.6.120
570715000000257629 | 2013-05-19 | 3600 | 120 | 81.6 | SIEMENS | SWT 3.6-120 | 707 | Norddjurs | HAV | Anholt 1 | hav | 632383.69 | 6285755.45 | Stamdata | WAH1 F28 | SIEMENS SWT 3.6-120 | Siemens.SWT.3.6.120
570715000000257636 | 2013-05-05 | 3600 | 120 | 81.6 | SIEMENS | SWT 3.6-120 | 707 | Norddjurs | HAV | Anholt 1 | hav | 632069 | 6286316 | Stamdata | WAH1 F29 | SIEMENS SWT 3.6-120 | Siemens.SWT.3.6.120
570715000000257643 | 2013-05-29 | 3600 | 120 | 81.6 | SIEMENS | SWT 3.6-120 | 707 | Norddjurs | HAV | Anholt 1 | hav | 638560 | 6268538 | Stamdata | WAH1 G01 | SIEMENS SWT 3.6-120 | Siemens.SWT.3.6.120
570715000000257650 | 2013-02-05 | 3600 | 120 | 81.6 | SIEMENS | SWT 3.6-120 | 707 | Norddjurs | HAV | Anholt 1 | hav | 639155 | 6269079 | Stamdata | WAH1 H01 | SIEMENS SWT 3.6-120 | Siemens.SWT.3.6.120
570715000000257667 | 2013-01-12 | 3600 | 120 | 81.6 | SIEMENS | SWT 3.6-120 | 707 | Norddjurs | HAV | Anholt 1 | hav | 639751 | 6269619 | Stamdata | WAH1 I01 | SIEMENS SWT 3.6-120 | Siemens.SWT.3.6.120
570715000000257674 | 2013-03-29 | 3600 | 120 | 81.6 | SIEMENS | SWT 3.6-120 | 707 | Norddjurs | HAV | Anholt 1 | hav | 639421 | 6270433 | Stamdata | WAH1 I02 | SIEMENS SWT 3.6-120 | Siemens.SWT.3.6.120
570715000000257681 | 2013-04-01 | 3600 | 120 | 81.6 | SIEMENS | SWT 3.6-120 | 707 | Norddjurs | HAV | Anholt 1 | hav | 639089 | 6271245 | Stamdata | WAH1 I03 | SIEMENS SWT 3.6-120 | Siemens.SWT.3.6.120
570715000000257698 | 2013-03-29 | 3600 | 120 | 81.6 | SIEMENS | SWT 3.6-120 | 707 | Norddjurs | HAV | Anholt 1 | hav | 638755 | 6272056 | Stamdata | WAH1 I04 | SIEMENS SWT 3.6-120 | Siemens.SWT.3.6.120
570715000000257704 | 2013-04-24 | 3600 | 120 | 81.6 | SIEMENS | SWT 3.6-120 | 707 | Norddjurs | HAV | Anholt 1 | hav | 638418 | 6272866 | Stamdata | WAH1 I05 | SIEMENS SWT 3.6-120 | Siemens.SWT.3.6.120
570715000000257711 | 2013-06-17 | 3600 | 120 | 81.6 | SIEMENS | SWT 3.6-120 | 707 | Norddjurs | HAV | Anholt 1 | hav | 637736 | 6274483 | Stamdata | WAH1 I07 | SIEMENS SWT 3.6-120 | Siemens.SWT.3.6.120
570715000000257728 | 2013-04-05 | 3600 | 120 | 81.6 | SIEMENS | SWT 3.6-120 | 707 | Norddjurs | HAV | Anholt 1 | hav | 637391 | 6275290 | Stamdata | WAH1 I08 | SIEMENS SWT 3.6-120 | Siemens.SWT.3.6.120
570715000000257735 | 2013-05-18 | 3600 | 120 | 81.6 | SIEMENS | SWT 3.6-120 | 707 | Norddjurs | HAV | Anholt 1 | hav | 636695 | 6276901 | Stamdata | WAH1 I10 | SIEMENS SWT 3.6-120 | Siemens.SWT.3.6.120
570715000000257742 | 2013-06-17 | 3600 | 120 | 81.6 | SIEMENS | SWT 3.6-120 | 707 | Norddjurs | HAV | Anholt 1 | hav | 632985 | 6286311 | Stamdata | WAH1 I28 | SIEMENS SWT 3.6-120 | Siemens.SWT.3.6.120
570715000000257759 | 2013-03-06 | 3600 | 120 | 81.6 | SIEMENS | SWT 3.6-120 | 707 | Norddjurs | HAV | Anholt 1 | hav | 640346 | 6270160 | Stamdata | WAH1 J01 | SIEMENS SWT 3.6-120 | Siemens.SWT.3.6.120
570715000000257766 | 2013-03-05 | 3600 | 120 | 81.6 | SIEMENS | SWT 3.6-120 | 707 | Norddjurs | HAV | Anholt 1 | hav | 640942 | 6270701 | Stamdata | WAH1 K01 | SIEMENS SWT 3.6-120 | Siemens.SWT.3.6.120
570715000000257773 | 2013-03-13 | 3600 | 120 | 81.6 | SIEMENS | SWT 3.6-120 | 707 | Norddjurs | HAV | Anholt 1 | hav | 641537 | 6271242 | Stamdata | WAH1 L01 | SIEMENS SWT 3.6-120 | Siemens.SWT.3.6.120
570715000000257780 | 2013-05-24 | 3600 | 120 | 81.6 | SIEMENS | SWT 3.6-120 | 707 | Norddjurs | HAV | Anholt 1 | hav | 640697.848 | 6271604.647 | Stamdata | WAH1 L02 | SIEMENS SWT 3.6-120 | Siemens.SWT.3.6.120
570715000000257797 | 2013-03-01 | 3600 | 120 | 81.6 | SIEMENS | SWT 3.6-120 | 707 | Norddjurs | HAV | Anholt 1 | hav | 640182.771 | 6272259.596 | Stamdata | WAH1 L03 | SIEMENS SWT 3.6-120 | Siemens.SWT.3.6.120
570715000000257803 | 2013-05-28 | 3600 | 120 | 81.6 | SIEMENS | SWT 3.6-120 | 707 | Norddjurs | HAV | Anholt 1 | hav | 639695.146 | 6272935.231 | Stamdata | WAH1 L04 | SIEMENS SWT 3.6-120 | Siemens.SWT.3.6.120
570715000000257810 | 2013-05-27 | 3600 | 120 | 81.6 | SIEMENS | SWT 3.6-120 | 707 | Norddjurs | HAV | Anholt 1 | hav | 639235.801 | 6273630.403 | Stamdata | WAH1 L05 | SIEMENS SWT 3.6-120 | Siemens.SWT.3.6.120
570715000000257827 | 2013-04-15 | 3600 | 120 | 81.6 | SIEMENS | SWT 3.6-120 | 707 | Norddjurs | HAV | Anholt 1 | hav | 638805.52 | 6274343.929 | Stamdata | WAH1 L06 | SIEMENS SWT 3.6-120 | Siemens.SWT.3.6.120
570715000000257834 | 2013-05-22 | 3600 | 120 | 81.6 | SIEMENS | SWT 3.6-120 | 707 | Norddjurs | HAV | Anholt 1 | hav | 642114.74 | 6271767.153 | Stamdata | WAH1 M01 | SIEMENS SWT 3.6-120 | Siemens.SWT.3.6.120
570715000000257841 | 2013-01-09 | 3600 | 120 | 81.6 | SIEMENS | SWT 3.6-120 | 707 | Norddjurs | HAV | Anholt 1 | hav | 642717.969 | 6272315.19 | Stamdata | WAH1 P01 | SIEMENS SWT 3.6-120 | Siemens.SWT.3.6.120
570715000000257858 | 2013-05-13 | 3600 | 120 | 81.6 | SIEMENS | SWT 3.6-120 | 707 | Norddjurs | HAV | Anholt 1 | hav | 642154.496 | 6272717.386 | Stamdata | WAH1 P02 | SIEMENS SWT 3.6-120 | Siemens.SWT.3.6.120
570715000000257865 | 2013-04-26 | 3600 | 120 | 81.6 | SIEMENS | SWT 3.6-120 | 707 | Norddjurs | HAV | Anholt 1 | hav | 641593.713 | 6273136.249 | Stamdata | WAH1 P03 | SIEMENS SWT 3.6-120 | Siemens.SWT.3.6.120
570715000000257872 | 2013-03-29 | 3600 | 120 | 81.6 | SIEMENS | SWT 3.6-120 | 707 | Norddjurs | HAV | Anholt 1 | hav | 641052.714 | 6273574.092 | Stamdata | WAH1 P04 | SIEMENS SWT 3.6-120 | Siemens.SWT.3.6.120
570715000000257889 | 2013-03-01 | 3600 | 120 | 81.6 | SIEMENS | SWT 3.6-120 | 707 | Norddjurs | HAV | Anholt 1 | hav | 640527.024 | 6274034.446 | Stamdata | WAH1 P05 | SIEMENS SWT 3.6-120 | Siemens.SWT.3.6.120
570715000000257896 | 2013-05-12 | 3600 | 120 | 81.6 | SIEMENS | SWT 3.6-120 | 707 | Norddjurs | HAV | Anholt 1 | hav | 640021.466 | 6274513.106 | Stamdata | WAH1 P06 | SIEMENS SWT 3.6-120 | Siemens.SWT.3.6.120
570715000000257902 | 2013-02-07 | 3600 | 120 | 81.6 | SIEMENS | SWT 3.6-120 | 707 | Norddjurs | HAV | Anholt 1 | hav | 639533.039 | 6275012.859 | Stamdata | WAH1 P07 | SIEMENS SWT 3.6-120 | Siemens.SWT.3.6.120
570715000000257919 | 2013-06-09 | 3600 | 120 | 81.6 | SIEMENS | SWT 3.6-120 | 707 | Norddjurs | HAV | Anholt 1 | hav | 639029.402 | 6275571.779 | Stamdata | WAH1 P08 | SIEMENS SWT 3.6-120 | Siemens.SWT.3.6.120
570715000000257926 | 2013-04-21 | 3600 | 120 | 81.6 | SIEMENS | SWT 3.6-120 | 707 | Norddjurs | HAV | Anholt 1 | hav | 638562.971 | 6276134.386 | Stamdata | WAH1 P09 | SIEMENS SWT 3.6-120 | Siemens.SWT.3.6.120
570715000000257933 | 2013-06-08 | 3600 | 120 | 81.6 | SIEMENS | SWT 3.6-120 | 707 | Norddjurs | HAV | Anholt 1 | hav | 638204.835 | 6276600.225 | Stamdata | WAH1 P10 | SIEMENS SWT 3.6-120 | Siemens.SWT.3.6.120
570715000000257940 | 2013-05-07 | 3600 | 120 | 81.6 | SIEMENS | SWT 3.6-120 | 707 | Norddjurs | HAV | Anholt 1 | hav | 637861.037 | 6277079.066 | Stamdata | WAH1 P11 | SIEMENS SWT 3.6-120 | Siemens.SWT.3.6.120
570715000000257957 | 2013-05-16 | 3600 | 120 | 81.6 | SIEMENS | SWT 3.6-120 | 707 | Norddjurs | HAV | Anholt 1 | hav | 637533.692 | 6277568.078 | Stamdata | WAH1 P12 | SIEMENS SWT 3.6-120 | Siemens.SWT.3.6.120
570715000000257964 | 2013-02-17 | 3600 | 120 | 81.6 | SIEMENS | SWT 3.6-120 | 707 | Norddjurs | HAV | Anholt 1 | hav | 637253.912 | 6278095.002 | Stamdata | WAH1 P13 | SIEMENS SWT 3.6-120 | Siemens.SWT.3.6.120
570715000000257971 | 2013-05-04 | 3600 | 120 | 81.6 | SIEMENS | SWT 3.6-120 | 707 | Norddjurs | HAV | Anholt 1 | hav | 636711 | 6279161 | Stamdata | WAH1 P15 | SIEMENS SWT 3.6-120 | Siemens.SWT.3.6.120
570715000000257988 | 2013-05-22 | 3600 | 120 | 81.6 | SIEMENS | SWT 3.6-120 | 707 | Norddjurs | HAV | Anholt 1 | hav | 636451 | 6279695 | Stamdata | WAH1 P16 | SIEMENS SWT 3.6-120 | Siemens.SWT.3.6.120
570715000000257995 | 2013-05-24 | 3600 | 120 | 81.6 | SIEMENS | SWT 3.6-120 | 707 | Norddjurs | HAV | Anholt 1 | hav | 636196 | 6280232 | Stamdata | WAH1 P17 | SIEMENS SWT 3.6-120 | Siemens.SWT.3.6.120
570715000000258008 | 2013-05-28 | 3600 | 120 | 81.6 | SIEMENS | SWT 3.6-120 | 707 | Norddjurs | HAV | Anholt 1 | hav | 635705 | 6281314 | Stamdata | WAH1 P19 | SIEMENS SWT 3.6-120 | Siemens.SWT.3.6.120
570715000000258015 | 2013-04-22 | 3600 | 120 | 81.6 | SIEMENS | SWT 3.6-120 | 707 | Norddjurs | HAV | Anholt 1 | hav | 635469 | 6281859 | Stamdata | WAH1 P20 | SIEMENS SWT 3.6-120 | Siemens.SWT.3.6.120
570715000000258022 | 2013-05-20 | 3600 | 120 | 81.6 | SIEMENS | SWT 3.6-120 | 707 | Norddjurs | HAV | Anholt 1 | hav | 635239 | 6282406 | Stamdata | WAH1 P21 | SIEMENS SWT 3.6-120 | Siemens.SWT.3.6.120
570715000000258039 | 2013-05-23 | 3600 | 120 | 81.6 | SIEMENS | SWT 3.6-120 | 707 | Norddjurs | HAV | Anholt 1 | hav | 635015 | 6282956 | Stamdata | WAH1 P22 | SIEMENS SWT 3.6-120 | Siemens.SWT.3.6.120
570715000000258046 | 2013-05-14 | 3600 | 120 | 81.6 | SIEMENS | SWT 3.6-120 | 707 | Norddjurs | HAV | Anholt 1 | hav | 634797 | 6283509 | Stamdata | WAH1 P23 | SIEMENS SWT 3.6-120 | Siemens.SWT.3.6.120
570715000000258053 | 2013-05-28 | 3600 | 120 | 81.6 | SIEMENS | SWT 3.6-120 | 707 | Norddjurs | HAV | Anholt 1 | hav | 634585 | 6284064 | Stamdata | WAH1 P24 | SIEMENS SWT 3.6-120 | Siemens.SWT.3.6.120
570715000000258060 | 2013-05-24 | 3600 | 120 | 81.6 | SIEMENS | SWT 3.6-120 | 707 | Norddjurs | HAV | Anholt 1 | hav | 634380 | 6284621 | Stamdata | WAH1 P25 | SIEMENS SWT 3.6-120 | Siemens.SWT.3.6.120
570715000000258077 | 2013-05-11 | 3600 | 120 | 81.6 | SIEMENS | SWT 3.6-120 | 707 | Norddjurs | HAV | Anholt 1 | hav | 634181 | 6285181 | Stamdata | WAH1 P26 | SIEMENS SWT 3.6-120 | Siemens.SWT.3.6.120
570715000000258084 | 2013-04-17 | 3600 | 120 | 81.6 | SIEMENS | SWT 3.6-120 | 707 | Norddjurs | HAV | Anholt 1 | hav | 633988 | 6285743 | Stamdata | WAH1 P27 | SIEMENS SWT 3.6-120 | Siemens.SWT.3.6.120
570715000000258091 | 2013-04-23 | 3600 | 120 | 81.6 | SIEMENS | SWT 3.6-120 | 707 | Norddjurs | HAV | Anholt 1 | hav | 633802 | 6286307 | Stamdata | WAH1 P28 | SIEMENS SWT 3.6-120 | Siemens.SWT.3.6.120
571313113162867506 | 2020-10-28 | 3600 | 126 | 87 | Vestas Wind Systems A/S | V126-3.6 MW | 730 | Randers | LAND | Overgård Hgd., Udbyneder | 1a | 577631.5 | 6282402.4 | Stamdata |  | Vestas Wind Systems A/S V126-3.6 MW | Vestas.V136.4000
571313113162867520 | 2020-11-04 | 3600 | 126 | 87 | Vestas Wind Systems A/S | V126-3.6 MW | 730 | Randers | LAND | Overgård Hgd., Udbyneder | 1a | 577109 | 6282352 | Stamdata |  | Vestas Wind Systems A/S V126-3.6 MW | Vestas.V136.4000
571313113162867537 | 2020-10-28 | 3600 | 126 | 87 | Vestas Wind Systems A/S | V126-3.6 MW | 730 | Randers | LAND | Overgård Hgd., Udbyneder | 1a | 578153.9 | 6282452.8 | Stamdata |  | Vestas Wind Systems A/S V126-3.6 MW | Vestas.V136.4000
571313113162867544 | 2020-10-27 | 3600 | 126 | 87 | Vestas Wind Systems A/S | V126-3.6 MW | 730 | Randers | LAND | Overgård Hgd., Udbyneder | 1d | 578676.3 | 6282503.1 | Stamdata |  | Vestas Wind Systems A/S V126-3.6 MW | Vestas.V136.4000
571313113162867551 | 2020-10-28 | 3600 | 126 | 87 | Vestas Wind Systems A/S | V126-3.6 MW | 730 | Randers | LAND | Overgård Hgd., Udbyneder | 1d | 577355.4 | 6281888.6 | Stamdata |  | Vestas Wind Systems A/S V126-3.6 MW | Vestas.V136.4000
571313113162867568 | 2020-10-29 | 3600 | 126 | 87 | Vestas Wind Systems A/S | V126-3.6 MW | 730 | Randers | LAND | Overgård Hgd., Udbyneder | 10b | 577877.8 | 6281939 | Stamdata |  | Vestas Wind Systems A/S V126-3.6 MW | Vestas.V136.4000
571313113162867575 | 2020-10-29 | 3600 | 126 | 87 | Vestas Wind Systems A/S | V126-3.6 MW | 730 | Randers | LAND | Overgård Hgd., Udbyneder | 17æ | 578400.3 | 6281989.4 | Stamdata |  | Vestas Wind Systems A/S V126-3.6 MW | Vestas.V136.4000
571313113162867582 | 2020-10-31 | 3600 | 126 | 87 | Vestas Wind Systems A/S | V126-3.6 MW | 730 | Randers | LAND | Overgård Hgd., Udbyneder | 7u | 578922.7 | 6282039.7 | Stamdata |  | Vestas Wind Systems A/S V126-3.6 MW | Vestas.V136.4000
571313113162867599 | 2020-10-30 | 3600 | 126 | 87 | Vestas Wind Systems A/S | V126-3.6 MW | 730 | Randers | LAND | Overgård Hgd., Udbyneder | 1e | 581002.4 | 6282240.3 | Stamdata |  | Vestas Wind Systems A/S V126-3.6 MW | Vestas.V136.4000
571313113162867605 | 2020-10-29 | 3600 | 126 | 87 | Vestas Wind Systems A/S | V126-3.6 MW | 730 | Randers | LAND | Overgård Hgd., Udbyneder | 11d | 577601.8 | 6281425.2 | Stamdata |  | Vestas Wind Systems A/S V126-3.6 MW | Vestas.V136.4000
571313113162867612 | 2020-11-04 | 3600 | 126 | 87 | Vestas Wind Systems A/S | V126-3.6 MW | 730 | Randers | LAND | Overgård Hgd., Udbyneder | 10b | 578124.2 | 6281475.6 | Stamdata |  | Vestas Wind Systems A/S V126-3.6 MW | Vestas.V136.4000
571313113162867629 | 2020-10-30 | 3600 | 126 | 87 | Vestas Wind Systems A/S | V126-3.6 MW | 730 | Randers | LAND | Overgård Hgd., Udbyneder | 10b | 578646 | 6281526 | Stamdata |  | Vestas Wind Systems A/S V126-3.6 MW | Vestas.V136.4000
571313113162867636 | 2020-11-03 | 3600 | 126 | 87 | Vestas Wind Systems A/S | V126-3.6 MW | 730 | Randers | LAND | Overgård Hgd., Udbyneder | 8f | 579169.1 | 6281576.3 | Stamdata |  | Vestas Wind Systems A/S V126-3.6 MW | Vestas.V136.4000
571313113162867643 | 2020-10-30 | 3600 | 126 | 87 | Vestas Wind Systems A/S | V126-3.6 MW | 730 | Randers | LAND | Overgård Hgd., Udbyneder | 9d | 581238.8 | 6281775.9 | Stamdata |  | Vestas Wind Systems A/S V126-3.6 MW | Vestas.V136.4000
571313113162867650 | 2020-11-02 | 3600 | 126 | 87 | Vestas Wind Systems A/S | V126-3.6 MW | 730 | Randers | LAND | Overgård Hgd., Udbyneder | 50 | 581475.3 | 6281311.5 | Stamdata |  | Vestas Wind Systems A/S V126-3.6 MW | Vestas.V136.4000
571313113162867667 | 2020-10-31 | 3600 | 126 | 87 | Vestas Wind Systems A/S | V126-3.6 MW | 730 | Randers | LAND | Overgård Hgd., Udbyneder | 50 | 581711.7 | 6280847.1 | Stamdata |  | Vestas Wind Systems A/S V126-3.6 MW | Vestas.V136.4000
571313113162956590 | 2021-11-25 | 3600 | 126 | 87 | Vestas Wind Systems A/S | V126-3.6 MW | 730 | Randers | LAND | Udbyneder By, Udbyneder | 7b | 579445.1 | 6282090 | Stamdata |  | Vestas Wind Systems A/S V126-3.6 MW | Vestas.V136.4000
571313113162956699 | 2022-01-26 | 3600 | 126 | 87 | Vestas Wind Systems A/S | V126-3.45 | 730 | Randers | LAND | Overgård Hgd., Udbyneder | 1a | 579197.625 | 6282559.516 | Stamdata |  | Vestas Wind Systems A/S V126-3.45 | Vestas.V136.4000
571313113162956811 | 2022-01-26 | 3600 | 126 | 87 | Vestas Wind Systems A/S | V126-3.45 | 730 | Randers | LAND | Overgård Hgd., Udbyneder | 1a | 579721.8 | 6282607.7 | Stamdata |  | Vestas Wind Systems A/S V126-3.45 | Vestas.V136.4000
571313113162956835 | 2022-01-26 | 3600 | 126 | 87 | Vestas Wind Systems A/S | V126-3.45 | 730 | Randers | LAND | Overgård Hgd., Udbyneder | 1a | 580261.4 | 6282654.9 | Stamdata |  | Vestas Wind Systems A/S V126-3.45 | Vestas.V136.4000
571313113162956859 | 2021-11-10 | 3600 | 126 | 87 | Vestas Wind Systems A/S | V126-3.6 MW | 730 | Randers | LAND | Udbyneder By, Udbyneder | 22ø | 580214 | 6281677 | Stamdata |  | Vestas Wind Systems A/S V126-3.6 MW | Vestas.V136.4000
571313113162956873 | 2021-11-12 | 3600 | 126 | 87 | Vestas Wind Systems A/S | V126-3.6 MW | 730 | Randers | LAND | Overgård Hgd., Udbyneder | 1a | 579967 | 6282140 | Stamdata |  | Vestas Wind Systems A/S V126-3.6 MW | Vestas.V136.4000
571313113162956897 | 2021-11-16 | 3600 | 126 | 87 | Vestas Wind Systems A/S | V126-3.6 MW | 730 | Randers | LAND | Overgård Hgd., Udbyneder | 1e | 580489 | 6282191 | Stamdata |  | Vestas Wind Systems A/S V126-3.6 MW | Vestas.V136.4000
571313113162956910 | 2021-11-10 | 3600 | 126 | 87 | Vestas Wind Systems A/S | V126-3.6 MW | 730 | Randers | LAND | Udbyneder By, Udbyneder | 22ø | 580736 | 6281727 | Stamdata |  | Vestas Wind Systems A/S V126-3.6 MW | Vestas.V136.4000
571313113162956934 | 2022-01-26 | 3600 | 126 | 87 | Vestas Wind Systems A/S | V126-3.45 | 730 | Randers | LAND | Overgård Hgd., Udbyneder | 1e | 580769.2 | 6282709.1 | Stamdata |  | Vestas Wind Systems A/S V126-3.45 | Vestas.V136.4000
571313113162956958 | 2021-11-13 | 3600 | 126 | 87 | Vestas Wind Systems A/S | V126-3.6 MW | 730 | Randers | LAND | Udbyneder By, Udbyneder | 8f | 579691 | 6281627 | Stamdata |  | Vestas Wind Systems A/S V126-3.6 MW | Vestas.V136.4000
571313113162980243 | 2021-11-06 | 3600 | 126 | 150 | Vestas Wind Systems A/S | V126-3.6 MW | 730 | Randers | LAND | Udbyneder By, Udbyneder | 15k | 579415 | 6281112 | Stamdata |  | Vestas Wind Systems A/S V126-3.6 MW | Vestas.V136.4000
571313113162980427 | 2021-11-10 | 3600 | 126 | 150 | Vestas Wind Systems A/S | V126-3.6 MW | 730 | Randers | LAND | Udbyneder By, Udbyneder | 15x | 579937 | 6281163 | Stamdata |  | Vestas Wind Systems A/S V126-3.6 MW | Vestas.V136.4000
571313113162980465 | 2021-11-15 | 3600 | 126 | 150 | Vestas Wind Systems A/S | V126-3.6 MW | 730 | Randers | LAND | Udbyneder By, Udbyneder | 10v | 580460 | 6281213 | Stamdata |  | Vestas Wind Systems A/S V126-3.6 MW | Vestas.V136.4000
571313113162980502 | 2021-11-16 | 3600 | 126 | 150 | Vestas Wind Systems A/S | V126-3.6 MW | 730 | Randers | LAND | Udbyneder By, Udbyneder | 10h | 580982 | 6281264 | Stamdata |  | Vestas Wind Systems A/S V126-3.6 MW | Vestas.V136.4000
571313113162980533 | 2021-11-04 | 3600 | 126 | 150 | Vestas Wind Systems A/S | V126-3.6 MW | 730 | Randers | LAND | Udbyneder By, Udbyneder | 26g | 579661 | 6280649 | Stamdata |  | Vestas Wind Systems A/S V126-3.6 MW | Vestas.V136.4000
571313113162980564 | 2021-11-16 | 3600 | 126 | 150 | Vestas Wind Systems A/S | V126-3.6 MW | 730 | Randers | LAND | Udbyneder By, Udbyneder | 14y | 580184 | 6280699 | Stamdata |  | Vestas Wind Systems A/S V126-3.6 MW | Vestas.V136.4000
571313113162980595 | 2021-11-16 | 3600 | 126 | 150 | Vestas Wind Systems A/S | V126-3.6 MW | 730 | Randers | LAND | Udbyneder By, Udbyneder | 67i | 580706 | 6280750 | Stamdata |  | Vestas Wind Systems A/S V126-3.6 MW | Vestas.V136.4000
571313113162980625 | 2021-11-16 | 3600 | 126 | 150 | Vestas Wind Systems A/S | V126-3.6 MW | 730 | Randers | LAND | Udbyneder By, Udbyneder | 67d | 581229 | 6280800 | Stamdata |  | Vestas Wind Systems A/S V126-3.6 MW | Vestas.V136.4000
571313113162980656 | 2021-11-08 | 3600 | 126 | 150 | Vestas Wind Systems A/S | V126-3.6 MW | 730 | Randers | LAND | Udbyneder By, Udbyneder | 29v | 579632 | 6279672 | Stamdata |  | Vestas Wind Systems A/S V126-3.6 MW | Vestas.V136.4000
571313113162142665 | 2018-02-05 | 3600 | 117 | 91.5 | Vestas Wind Systems A/S | V117-3.6 MW | 740 | Silkeborg | LAND | Mollerup by, Linå | 5b | 546013 | 6222608 | SDFE2018 | 4143654 | Vestas Wind Systems A/S V117-3.6 MW | Vestas.V117.4000
571313113162142603 | 2017-12-30 | 3600 | 117 | 91.5 | Vestas Wind Systems A/S | V117-3.6 MW | 746 | Skanderborg | LAND | Kalbygård HGD, Låsby | 2ac | 546830 | 6222611 | SDFE2018 | 4143652 | Vestas Wind Systems A/S V117-3.6 MW | Vestas.V117.4000
571313113162142634 | 2018-01-26 | 3600 | 117 | 91.5 | Vestas Wind Systems A/S | V117-3.6 MW | 746 | Skanderborg | LAND | Kalbygård HGD, Låsby | 2ac | 546422 | 6222608 | SDFE2018 | 4143653 | Vestas Wind Systems A/S V117-3.6 MW | Vestas.V117.4000
571313134499093680 | 2017-12-30 | 3600 | 126 | 87 | Vestas Wind Systems A/S | V126-3.6 MW | 760 | Ringkøbing-Skjern | LAND | Bandsbøl By, Hemmet | 4g | 458349 | 6189557.9 | SDFE2018 | 344243038 | Vestas Wind Systems A/S V126-3.6 MW | Vestas.V136.4000
571313134499093703 | 2018-01-16 | 3600 | 126 | 87 | Vestas Wind Systems A/S | V126-3.6 MW | 760 | Ringkøbing-Skjern | LAND | Bandsbøl By, Hemmet | 12c | 458208.9 | 6189875.1 | SDFE2018 | 344243039 | Vestas Wind Systems A/S V126-3.6 MW | Vestas.V136.4000
571313134499093727 | 2017-12-22 | 3600 | 126 | 87 | Vestas Wind Systems A/S | V126-3.6 MW | 760 | Ringkøbing-Skjern | LAND | Bandsbøl By, Hemmet | 12c | 458068.8 | 6190192.4 | SDFE2018 | 344243040 | Vestas Wind Systems A/S V126-3.6 MW | Vestas.V136.4000
571313134499093741 | 2017-12-28 | 3600 | 126 | 87 | Vestas Wind Systems A/S | V126-3.6 MW | 760 | Ringkøbing-Skjern | LAND | Nr. Bork By, Nr. Bork | 20a | 457997.4 | 6189470.7 | SDFE2018 | 344243041 | Vestas Wind Systems A/S V126-3.6 MW | Vestas.V136.4000
571313134499093765 | 2018-01-19 | 3600 | 126 | 87 | Vestas Wind Systems A/S | V126-3.6 MW | 760 | Ringkøbing-Skjern | LAND | Bandsbøl By, Hemmet | 12c | 457847.7 | 6189809.7 | SDFE2018 | 344243042 | Vestas Wind Systems A/S V126-3.6 MW | Vestas.V136.4000
571313134499093789 | 2017-12-22 | 3600 | 126 | 87 | Vestas Wind Systems A/S | V126-3.6 MW | 760 | Ringkøbing-Skjern | LAND | Nr. Bork By, Nr. Bork | 64a | 458149.2 | 6189127.1 | SDFE2018 | 344243043 | Vestas Wind Systems A/S V126-3.6 MW | Vestas.V136.4000
571313134499094502 | 2017-12-21 | 3600 | 126 | 87 | Vestas Wind Systems A/S | V126-3.6 MW | 760 | Ringkøbing-Skjern | LAND | Grimlund Gde., Hoven | 1d | 483250 | 6186606 | SDFE2018 | 344243368 | Vestas Wind Systems A/S V126-3.6 MW | Vestas.V136.4000
571313134499094526 | 2017-12-20 | 3600 | 126 | 87 | Vestas Wind Systems A/S | V126-3.6 MW | 760 | Ringkøbing-Skjern | LAND | Grimlund Ge, Hoven | 1d | 483285 | 6186957 | SDFE2018 | 344243069 | Vestas Wind Systems A/S V126-3.6 MW | Vestas.V136.4000
571313134499094540 | 2017-12-20 | 3600 | 126 | 87 | Vestas Wind Systems A/S | V126-3.6 MW | 760 | Ringkøbing-Skjern | LAND | Grimlund Gde., Hoven | 1d | 483319 | 6187308 | SDFE2018 | 344243070 | Vestas Wind Systems A/S V126-3.6 MW | Vestas.V136.4000
571313134499094564 | 2017-12-22 | 3600 | 126 | 87 | Vestas Wind Systems A/S | V126-3.6 MW | 760 | Ringkøbing-Skjern | LAND | Grimlund Gde., Hoven | 1d | 482854 | 6186670 | SDFE2018 | 344243071 | Vestas Wind Systems A/S V126-3.6 MW | Vestas.V136.4000
571313134499094588 | 2017-12-20 | 3600 | 126 | 87 | Vestas Wind Systems A/S | V126-3.6 MW | 760 | Ringkøbing-Skjern | LAND | Grimlund Gde., Hoven | 1d | 482888 | 6187021 | SDFE2018 | 344243072 | Vestas Wind Systems A/S V126-3.6 MW | Vestas.V136.4000
571313134499094601 | 2017-12-20 | 3600 | 126 | 87 | Vestas Wind Systems A/S | V126-3.6 MW | 760 | Ringkøbing-Skjern | LAND | Grimlund Gde., Hoven | 1d | 482923 | 6187373 | SDFE2018 | 344243073 | Vestas Wind Systems A/S V126-3.6 MW | Vestas.V136.4000
571313134499095080 | 2017-12-22 | 3600 | 117 | 91 | Vestas Wind Systems A/S | V117-3.6 MW | 760 | Ringkøbing-Skjern | LAND | Lønborggård Hgd., Lønborg | 1y | 463705.09 | 6190611.11 | SDFE2018 | 344246078 | Vestas Wind Systems A/S V117-3.6 MW | Vestas.V117.4000
571313134499095103 | 2017-12-23 | 3600 | 117 | 91 | Vestas Wind Systems A/S | V117-3.6 MW | 760 | Ringkøbing-Skjern | LAND | Lønborggård Hgd., Lønborg | 1y | 463973.12 | 6190384.8 | SDFE2018 | 344246079 | Vestas Wind Systems A/S V117-3.6 MW | Vestas.V117.4000
571313134499095127 | 2017-12-23 | 3600 | 117 | 91 | Vestas Wind Systems A/S | V117-3.6 MW | 760 | Ringkøbing-Skjern | LAND | Lønborggård Hgd., Lønborg | 1y | 464242.01 | 6190157.01 | SDFE2018 | 344246080 | Vestas Wind Systems A/S V117-3.6 MW | Vestas.V117.4000
571313134499095141 | 2018-01-05 | 3600 | 117 | 91 | Vestas Wind Systems A/S | V117-3.6 MW | 760 | Ringkøbing-Skjern | LAND | Lønborggård Hgd., Lønborg | 1y | 464510.17 | 6189930.2 | SDFE2018 | 344246081 | Vestas Wind Systems A/S V117-3.6 MW | Vestas.V117.4000
571313134499095165 | 2017-12-31 | 3600 | 117 | 91 | Vestas Wind Systems A/S | V117-3.6 MW | 760 | Ringkøbing-Skjern | LAND | Hemmet Præstegård, Hemmet | 41 | 464777.12 | 6189704.77 | SDFE2018 | 344246082 | Vestas Wind Systems A/S V117-3.6 MW | Vestas.V117.4000
571313134499095196 | 2018-02-07 | 3600 | 117 | 91 | Vestas Wind Systems A/S | V117-3.6 MW | 760 | Ringkøbing-Skjern | LAND | Hemmet Præstegård, Hemmet | 43 | 465046.01 | 6189477.01 | SDFE2018 | 344246083 | Vestas Wind Systems A/S V117-3.6 MW | Vestas.V117.4000
571313134499095219 | 2018-02-08 | 3600 | 117 | 91 | Vestas Wind Systems A/S | V117-3.6 MW | 760 | Ringkøbing-Skjern | LAND | Hemmet Præstegård, Hemmet | 43 | 464723.95 | 6189203.23 | SDFE2018 | 344246084 | Vestas Wind Systems A/S V117-3.6 MW | Vestas.V117.4000
571313134499095233 | 2017-12-23 | 3600 | 117 | 91 | Vestas Wind Systems A/S | V117-3.6 MW | 760 | Ringkøbing-Skjern | LAND | Hemmet Præstegård, Hemmet | 19a | 463067.76 | 6190087.71 | SDFE2018 | 344246085 | Vestas Wind Systems A/S V117-3.6 MW | Vestas.V117.4000
571313134499095257 | 2017-12-30 | 3600 | 117 | 91 | Vestas Wind Systems A/S | V117-3.6 MW | 760 | Ringkøbing-Skjern | LAND | Hemmet Præstegård, Hemmet | 4n | 463336.28 | 6189860.66 | SDFE2018 | 344246086 | Vestas Wind Systems A/S V117-3.6 MW | Vestas.V117.4000
571313134499095271 | 2017-12-29 | 3600 | 117 | 91 | Vestas Wind Systems A/S | V117-3.6 MW | 760 | Ringkøbing-Skjern | LAND | Hemmet Præstegård, Hemmet | 5c | 463605.65 | 6189629.37 | SDFE2018 | 344246087 | Vestas Wind Systems A/S V117-3.6 MW | Vestas.V117.4000
571313134499095295 | 2018-02-07 | 3600 | 117 | 91 | Vestas Wind Systems A/S | V117-3.6 MW | 760 | Ringkøbing-Skjern | LAND | Hemmet Præstegård, Hemmet | 39 | 463876.43 | 6189404.13 | SDFE2018 | 344246088 | Vestas Wind Systems A/S V117-3.6 MW | Vestas.V117.4000
571313134499095318 | 2018-02-07 | 3600 | 117 | 91 | Vestas Wind Systems A/S | V117-3.6 MW | 760 | Ringkøbing-Skjern | LAND | Hemmet Præstegård, Hemmet | 39 | 464146.98 | 6189174.97 | SDFE2018 | 344246089 | Vestas Wind Systems A/S V117-3.6 MW | Vestas.V117.4000
571313134499095332 | 2018-02-07 | 3600 | 117 | 91 | Vestas Wind Systems A/S | V117-3.6 MW | 760 | Ringkøbing-Skjern | LAND | Hemmet Præstegård, Hemmet | 42 | 464417.65 | 6188946.05 | SDFE2018 | 344246090 | Vestas Wind Systems A/S V117-3.6 MW | Vestas.V117.4000
571313134890184260 | 2016-11-15 | 3600 | 117 | 91.5 | Vestas Wind Systems A/S | V117-3.6 MW | 760 | Ringkøbing-Skjern | LAND | Ø. Lem by, Sdr Lem | 15l | 459536 | 6211035.2 | SDFE2018 | 85181 | Vestas Wind Systems A/S V117-3.6 MW | Vestas.V117.4000
570715000000088643 | 2009-11-23 | 3600 | 120 | 90 | SIEMENS | SWT 3.6 | 167 | Hvidovre | HAV | Havmølle | hav | 718024.27 | 6167250.07 | SDFE2018 | 0 | SIEMENS SWT 3.6 | Siemens.SWT.3.6.107
570715000000088667 | 2009-11-23 | 3600 | 120 | 90 | SIEMENS | SWT 3.6 | 167 | Hvidovre | HAV | Havmølle | hav | 718483.42 | 6167213.49 | SDFE2018 | 0 | SIEMENS SWT 3.6 | Siemens.SWT.3.6.107
570715000000128905 | 2011-09-26 | 3600 | 120 | 90 | SIEMENS | SWT 3.6-120 | 167 | Hvidovre | HAV | havmølle | hav | 717580.46 | 6167277.38 | SDFE2018 | 5.71e+17 | SIEMENS SWT 3.6-120 | Siemens.SWT.3.6.120
570715000001586537 | 2018-01-16 | 3600 | 126 | 87 | Vestas Wind Systems A/S | V126-3.45 | 787 | Thisted | LAND | Hansted By, Hansted | 39a | 476833.4 | 6331388.19 | SDFE2018 | 3809001 | Vestas Wind Systems A/S V126-3.45 | Vestas.V136.4000
570715000001586711 | 2017-12-30 | 3600 | 126 | 87 | Vestas Wind Systems A/S | V126-3.45 | 787 | Thisted | LAND | Hansted By, Hansted | 39a | 477326.379 | 6331226.074 | Stamdata | 3809002 | Vestas Wind Systems A/S V126-3.45 | Vestas.V136.4000
570715000001586728 | 2017-12-29 | 3600 | 126 | 87 | Vestas Wind Systems A/S | V126-3.45 | 787 | Thisted | LAND | Hansted By, Hansted | 39a | 477921.24 | 6330981.59 | SDFE2018 | 3809003 | Vestas Wind Systems A/S V126-3.45 | Vestas.V136.4000
570715000002024939 | 2021-01-18 | 3600 | 117 | 91.5 | Vestas Wind Systems A/S | V117-3.6 MW | 787 | Thisted | LAND | Li.Hillerslev By Hillerslev | 11 | 485024.22 | 6320313.57 | Stamdata |  | Vestas Wind Systems A/S V117-3.6 MW | Vestas.V117.4000
570715000002024946 | 2021-01-19 | 3600 | 117 | 91.5 | Vestas Wind Systems A/S | V117-3.6 MW | 787 | Thisted | LAND | Li.Hillerslev By Hillerslev | 6Z | 485312.408 | 6320276.93 | Stamdata |  | Vestas Wind Systems A/S V117-3.6 MW | Vestas.V117.4000
570715000002024953 | 2021-01-18 | 3600 | 117 | 91.5 | Vestas Wind Systems A/S | V117-3.6 MW | 787 | Thisted | LAND | Oddershedegård, Hillerslev | 4 | 485600.596 | 6320240.415 | Stamdata |  | Vestas Wind Systems A/S V117-3.6 MW | Vestas.V117.4000
570715000002024960 | 2021-01-18 | 3600 | 117 | 91.5 | Vestas Wind Systems A/S | V117-3.6 MW | 787 | Thisted | LAND | Oddershedegård, Hillerslev | 4 | 485888.784 | 6320203.837 | Stamdata |  | Vestas Wind Systems A/S V117-3.6 MW | Vestas.V117.4000
570715000002024977 | 2021-01-20 | 3600 | 117 | 91.5 | Vestas Wind Systems A/S | V117-3.6 MW | 787 | Thisted | LAND | St.Hillerslev By Hillerslev | 10h | 484632.716 | 6319938.632 | Stamdata |  | Vestas Wind Systems A/S V117-3.6 MW | Vestas.V117.4000
570715000002024984 | 2021-01-20 | 3600 | 117 | 91.5 | Vestas Wind Systems A/S | V117-3.6 MW | 787 | Thisted | LAND | Li.Hillerslev By Hillerslev | 1an | 484920.904 | 6319902.054 | Stamdata |  | Vestas Wind Systems A/S V117-3.6 MW | Vestas.V117.4000
570715000002024991 | 2021-01-19 | 3600 | 117 | 91.5 | Vestas Wind Systems A/S | V117-3.6 MW | 787 | Thisted | LAND | Li.Hillerslev By Hillerslev | 2a | 485209.092 | 6319865.476 | Stamdata |  | Vestas Wind Systems A/S V117-3.6 MW | Vestas.V117.4000
570715000002025004 | 2021-01-20 | 3600 | 117 | 91.5 | Vestas Wind Systems A/S | V117-3.6 MW | 787 | Thisted | LAND | Oddershedegård, Hillerslev | 3i | 485497.28 | 6319828.899 | Stamdata |  | Vestas Wind Systems A/S V117-3.6 MW | Vestas.V117.4000
570715000000090967 | 2010-07-08 | 3600 | 120 | 90 | SIEMENS | SWT 3.6-120 | 840 | Rebild | LAND | Kgs. Tisted by, Kgs Tisted | 19a | 537477.02 | 6291210.53 | SDFE2018 | 541 | SIEMENS SWT 3.6-120 | Siemens.SWT.3.6.120
570715000000091049 | 2010-07-08 | 3600 | 120 | 90 | SIEMENS | SWT 3.6-120 | 840 | Rebild | LAND | Kgs. Tisted by, Kgs Tisted | 19a | 537505.57 | 6291547.88 | SDFE2018 | 542 | SIEMENS SWT 3.6-120 | Siemens.SWT.3.6.120
570715000000091056 | 2010-07-08 | 3600 | 120 | 90 | SIEMENS | SWT 3.6-120 | 840 | Rebild | LAND | Kgs. Tisted by, Kgs Tisted | 15 | 537533.81 | 6291884.44 | SDFE2018 | 543 | SIEMENS SWT 3.6-120 | Siemens.SWT.3.6.120
570715000000132339 | 2011-10-03 | 3600 | 120 | 90 | SIEMENS | SWT 3.6-120 | 840 | Rebild | LAND | Brorstrup by, Brorstrup | 6c | 537587.83 | 6292556.44 | SDFE2018 | 556 | SIEMENS SWT 3.6-120 | Siemens.SWT.3.6.120
570715000000132513 | 2011-10-17 | 3600 | 120 | 90 | SIEMENS | SWT 3.6-120 | 840 | Rebild | LAND | Brorstrup by, Brorstrup | 6c | 537561.95 | 6292221.56 | SDFE2018 | 557 | SIEMENS SWT 3.6-120 | Siemens.SWT.3.6.120
571313114900985551 | 2017-12-22 | 3600 | 126 | 87 | Vestas Wind Systems A/S | V126-3.6 MW | 846 | Mariagerfjord | LAND | Handest By, Glenstrup | 11i | 553694 | 6269379 | SDFE2018 | 4143661 | Vestas Wind Systems A/S V126-3.6 MW | Vestas.V136.4000
571313114900985575 | 2018-01-23 | 3600 | 126 | 87 | Vestas Wind Systems A/S | V126-3.6 MW | 846 | Mariagerfjord | LAND | Handest By, Glenstrup | 5ao | 553439.83 | 6269696.16 | SDFE2018 | 4143662 | Vestas Wind Systems A/S V126-3.6 MW | Vestas.V136.4000
571313114900985605 | 2017-12-30 | 3600 | 126 | 87 | Vestas Wind Systems A/S | V126-3.6 MW | 846 | Mariagerfjord | LAND | Handest By, Glenstrup | 3p | 553186 | 6270012 | SDFE2018 | 4143663 | Vestas Wind Systems A/S V126-3.6 MW | Vestas.V136.4000
571313114900985629 | 2017-12-27 | 3600 | 126 | 87 | Vestas Wind Systems A/S | V126-3.6 MW | 846 | Mariagerfjord | LAND | Handest By, Glenstrup | 12f | 553905 | 6269808 | SDFE2018 |  | Vestas Wind Systems A/S V126-3.6 MW | Vestas.V136.4000
571313114900985643 | 2018-02-02 | 3600 | 126 | 87 | Vestas Wind Systems A/S | V126-3.6 MW | 846 | Mariagerfjord | LAND | Handest By, Glenstrup | 4l | 553651.17 | 6270125.16 | SDFE2018 | 4143665 | Vestas Wind Systems A/S V126-3.6 MW | Vestas.V136.4000
571313114900985667 | 2018-01-05 | 3600 | 126 | 87 | Vestas Wind Systems A/S | V126-3.6 MW | 846 | Mariagerfjord | LAND | Handest By, Glenstrup | 4i | 553397.12 | 6270439.33 | SDFE2018 | 4143666 | Vestas Wind Systems A/S V126-3.6 MW | Vestas.V136.4000
570715000001587947 | 2017-12-07 | 3600 | 117 | 92 | Vestas Wind Systems A/S | V117-3.6 MW | 860 | Hjørring | LAND | Den nordlig-mellemste Del, Ugilt | 1s | 567928 | 6366046 | SDFE2018 | 51851 | Vestas Wind Systems A/S V117-3.6 MW | Vestas.V117.4000
570715000001588074 | 2017-12-04 | 3600 | 117 | 92 | Vestas Wind Systems A/S | V117-3.6 MW | 860 | Hjørring | LAND | Den nordlig-mellemste Del, Ugilt | 1t | 567771 | 6366326 | SDFE2018 | 51852 | Vestas Wind Systems A/S V117-3.6 MW | Vestas.V117.4000
570715000001588104 | 2017-12-04 | 3600 | 117 | 92 | Vestas Wind Systems A/S | V117-3.6 MW | 860 | Hjørring | LAND | Den nordlig-mellemste Del, Ugilt | 1u | 567614 | 6366606 | SDFE2018 | 51853 | Vestas Wind Systems A/S V117-3.6 MW | Vestas.V117.4000
570715000001588166 | 2017-12-05 | 3600 | 117 | 92 | Vestas Wind Systems A/S | V117-3.6 MW | 860 | Hjørring | LAND | Den nordlig-mellemste Del, Ugilt | 1v | 567458 | 6366887 | SDFE2018 | 51854 | Vestas Wind Systems A/S V117-3.6 MW | Vestas.V117.4000
570715000001588173 | 2017-12-03 | 3600 | 117 | 92 | Vestas Wind Systems A/S | V117-3.6 MW | 860 | Hjørring | LAND | Den nordlig-mellemste Del, Ugilt | 1x | 567301 | 6367167 | SDFE2018 | 51855 | Vestas Wind Systems A/S V117-3.6 MW | Vestas.V117.4000
570715000001588180 | 2017-12-03 | 3600 | 117 | 91.5 | Vestas Wind Systems A/S | V117-3.6 MW | 860 | Hjørring | LAND | Den nordlig-mellemste Del, Ugilt | 1y | 567144 | 6367447 | SDFE2018 | 51856 | Vestas Wind Systems A/S V117-3.6 MW | Vestas.V117.4000
571313174001641220 | 2016-12-15 | 3450 | 117 | 91.5 | Vestas Wind Systems A/S | V117-3.45 MW | 320 | Faxe | LAND | Turebyholm Hgd., Tureby | 1aa | 696574 | 6138249 | SDFE2018 | 61063008 | Vestas Wind Systems A/S V117-3.45 MW | Vestas.V117.4000
571313174001641237 | 2016-12-15 | 3450 | 117 | 91.5 | Vestas Wind Systems A/S | V117-3.45 MW | 320 | Faxe | LAND | Turebyholm Hgd., Tureby | 1aa | 696496 | 6138644 | SDFE2018 | 61063009 | Vestas Wind Systems A/S V117-3.45 MW | Vestas.V117.4000
571313174001641244 | 2016-12-15 | 3450 | 117 | 91.5 | Vestas Wind Systems A/S | V117-3.45 MW | 320 | Faxe | LAND | Turebyholm Hgd., Tureby | 1aa | 696417 | 6139038 | SDFE2018 | 61063010 | Vestas Wind Systems A/S V117-3.45 MW | Vestas.V117.4000
571313174001615306 | 2016-07-25 | 3450 | 117 | 91.5 | Vestas Wind Systems A/S | V117-3.45 MW | 360 | Lolland | LAND | Rødby Fjord, Tirsted | 86a | 646586.94 | 6066679.93 | SDFE2018 | 61043152 | Vestas Wind Systems A/S V117-3.45 MW | Vestas.V117.4000
571313174001615313 | 2016-07-25 | 3450 | 117 | 91.5 | Vestas Wind Systems A/S | V117-3.45 MW | 360 | Lolland | LAND | Rødby Fjord, Tirsted | 86b | 646899.91 | 6066564.34 | SDFE2018 | 61043161 | Vestas Wind Systems A/S V117-3.45 MW | Vestas.V117.4000
571313174001615320 | 2016-07-18 | 3450 | 117 | 91.5 | Vestas Wind Systems A/S | V117-3.45 MW | 360 | Lolland | LAND | Rødby Fjord, Tirsted | 55 | 647202.15 | 6066441.65 | SDFE2018 | 61043169 | Vestas Wind Systems A/S V117-3.45 MW | Vestas.V117.4000
571313174001615337 | 2016-07-05 | 3450 | 117 | 91.5 | Vestas Wind Systems A/S | V117-3.45 MW | 360 | Lolland | LAND | Rødby Fjord, Tirsted | 72 | 647528.21 | 6066316.53 | SDFE2018 | 61043171 | Vestas Wind Systems A/S V117-3.45 MW | Vestas.V117.4000
571313174001615344 | 2016-07-01 | 3450 | 117 | 91.5 | Vestas Wind Systems A/S | V117-3.45 MW | 360 | Lolland | LAND | Rødby Fjord, Tirsted | 72 | 647835.6 | 6066196 | SDFE2018 | 61043174 | Vestas Wind Systems A/S V117-3.45 MW | Vestas.V117.4000
571313174001615368 | 2016-07-01 | 3450 | 117 | 91.5 | Vestas Wind Systems A/S | V117-3.45 MW | 360 | Lolland | LAND | Rødby Fjord, Tirsted | 73a | 648159.64 | 6066073.96 | SDFE2018 | 61043183 | Vestas Wind Systems A/S V117-3.45 MW | Vestas.V117.4000
571313174001615375 | 2016-07-01 | 3450 | 117 | 91.5 | Vestas Wind Systems A/S | V117-3.45 MW | 360 | Lolland | LAND | Rødby Fjord, Tirsted | 61 | 648476.23 | 6065949.05 | SDFE2018 | 61043185 | Vestas Wind Systems A/S V117-3.45 MW | Vestas.V117.4000
571313174001615382 | 2016-07-01 | 3450 | 117 | 91.5 | Vestas Wind Systems A/S | V117-3.45 MW | 360 | Lolland | LAND | Rødby Fjord, Tirsted | 59a | 648796.68 | 6065824.82 | SDFE2018 | 61043187 | Vestas Wind Systems A/S V117-3.45 MW | Vestas.V117.4000
571313174001615399 | 2016-07-01 | 3450 | 117 | 91.5 | Vestas Wind Systems A/S | V117-3.45 MW | 360 | Lolland | LAND | Rødby Fjord, Tirsted | 41b | 649107.81 | 6065722.62 | SDFE2018 | 61043191 | Vestas Wind Systems A/S V117-3.45 MW | Vestas.V117.4000
571313174001615405 | 2016-07-01 | 3450 | 117 | 91.5 | Vestas Wind Systems A/S | V117-3.45 MW | 360 | Lolland | LAND | Rødby Fjord, Tirsted | 15a | 649452.79 | 6065643.82 | SDFE2018 | 61043195 | Vestas Wind Systems A/S V117-3.45 MW | Vestas.V117.4000
571313174001615412 | 2016-07-01 | 3450 | 117 | 91.5 | Vestas Wind Systems A/S | V117-3.45 MW | 360 | Lolland | LAND | Rødby Fjord, Tirsted | 24 | 649804.36 | 6065587.49 | SDFE2018 | 61043196 | Vestas Wind Systems A/S V117-3.45 MW | Vestas.V117.4000
571313174001649981 | 2017-06-06 | 3450 | 117 | 91.5 | Vestas Wind Systems A/S | V117-3.45 MW | 360 | Lolland | LAND | Frederiksdal Hgd, Sandby | 2 | 630408.75 | 6085230.91 | SDFE2018 | 61069377 | Vestas Wind Systems A/S V117-3.45 MW | Vestas.V117.4000
571313174001649998 | 2017-06-14 | 3450 | 117 | 91.5 | Vestas Wind Systems A/S | V117-3.45 MW | 360 | Lolland | LAND | Frederiksdal Hgd, Sandby | 2 | 630254.15 | 6085520.11 | SDFE2018 | 61069384 | Vestas Wind Systems A/S V117-3.45 MW | Vestas.V117.4000
571313174001650000 | 2017-06-10 | 3450 | 117 | 91.5 | Vestas Wind Systems A/S | V117-3.45 MW | 360 | Lolland | LAND | Frederiksdal Hgd, Sandby | 2 | 630162.4 | 6085834.71 | SDFE2018 | 61069387 | Vestas Wind Systems A/S V117-3.45 MW | Vestas.V117.4000
571313174001650024 | 2017-06-15 | 3450 | 117 | 91.5 | Vestas Wind Systems A/S | V117-3.45 MW | 360 | Lolland | LAND | Frederiksdal Hgd, Sandby | 1a | 630138.02 | 6086162.08 | SDFE2018 | 61069393 | Vestas Wind Systems A/S V117-3.45 MW | Vestas.V117.4000
571313174001650031 | 2017-06-06 | 3450 | 117 | 91.5 | Vestas Wind Systems A/S | V117-3.45 MW | 360 | Lolland | LAND | Frederiksdal Hgd, Sandby | 1a | 630185.77 | 6086482.9 | SDFE2018 | 61069394 | Vestas Wind Systems A/S V117-3.45 MW | Vestas.V117.4000
571313174001650055 | 2017-06-01 | 3450 | 117 | 91.5 | Vestas Wind Systems A/S | V117-3.45 MW | 360 | Lolland | LAND | Frederiksdal Hgd, Sandby | 1a | 630290.3 | 6086794.51 | SDFE2018 | 61069396 | Vestas Wind Systems A/S V117-3.45 MW | Vestas.V117.4000
571313174001651656 | 2017-04-19 | 3450 | 126 | 117 | Vestas Wind Systems A/S | V126-3.45 | 360 | Lolland | LAND | Vesternæs by, Kappel | 16f | 629191.19 | 6070251.75 | SDFE2018 | 61070558 | Vestas Wind Systems A/S V126-3.45 | Vestas.V136.4000
571313153190142459 | 2018-02-09 | 3450 | 117 | 91.2 | Vestas Wind Systems A/S | V117-3.45 MW | 440 | Kerteminde | LAND | Vigerø-Lindø Inddæmning | 10 | 598179.87 | 6148789.2 | SDFE2018 | 18754 | Vestas Wind Systems A/S V117-3.45 MW | Vestas.V117.4000
570715000001529053 | 2016-08-15 | 3450 | 117 | 91 | Vestas Wind Systems A/S | V117-3.45 MW | 573 | Varde | LAND | Rousthøje By, Grimstrup | 27b | 474336.46 | 6161551.01 | SDFE2018 | 344241980 | Vestas Wind Systems A/S V117-3.45 MW | Vestas.V117.4000
570715000001529060 | 2016-08-22 | 3450 | 117 | 91 | Vestas Wind Systems A/S | V117-3.45 MW | 573 | Varde | LAND | Rousthøje By, Grimstrup | 28g | 474776.2 | 6161405.96 | SDFE2018 | 344241981 | Vestas Wind Systems A/S V117-3.45 MW | Vestas.V117.4000
570715000001529084 | 2016-08-16 | 3450 | 117 | 91 | Vestas Wind Systems A/S | V117-3.45 MW | 573 | Varde | LAND | Rousthøje By, Grimstrup | 6t | 475242.83 | 6161337.65 | SDFE2018 | 344241982 | Vestas Wind Systems A/S V117-3.45 MW | Vestas.V117.4000
570715000001529091 | 2016-08-18 | 3450 | 117 | 91 | Vestas Wind Systems A/S | V117-3.45 MW | 573 | Varde | LAND | Rousthøje By, Grimstrup | 13k | 475707.92 | 6161321.66 | SDFE2018 | 344241983 | Vestas Wind Systems A/S V117-3.45 MW | Vestas.V117.4000
570715000001529107 | 2016-08-25 | 3450 | 117 | 91 | Vestas Wind Systems A/S | V117-3.45 MW | 573 | Varde | LAND | Næsbjerg By, Næsbjerg | 81 | 476183.87 | 6161357.03 | SDFE2018 | 344241984 | Vestas Wind Systems A/S V117-3.45 MW | Vestas.V117.4000
570715000001529114 | 2016-08-30 | 3450 | 117 | 91 | Vestas Wind Systems A/S | V117-3.45 MW | 573 | Varde | LAND | Næsbjerg By, Næsbjerg | 5m | 476660.18 | 6161457.89 | SDFE2018 | 344241985 | Vestas Wind Systems A/S V117-3.45 MW | Vestas.V117.4000
570715000001529138 | 2016-08-30 | 3450 | 117 | 91 | Vestas Wind Systems A/S | V117-3.45 MW | 573 | Varde | LAND | Næsbjerg By, Næsbjerg | 5d | 477117.28 | 6161625.44 | SDFE2018 | 344241986 | Vestas Wind Systems A/S V117-3.45 MW | Vestas.V117.4000
570715000001529145 | 2016-09-01 | 3450 | 117 | 91 | Vestas Wind Systems A/S | V117-3.45 MW | 573 | Varde | LAND | Næsbjerg By, Næsbjerg | 1k | 477533.11 | 6161850.13 | SDFE2018 | 344241987 | Vestas Wind Systems A/S V117-3.45 MW | Vestas.V117.4000
570715000001529251 | 2016-09-12 | 3450 | 117 | 91 | Vestas Wind Systems A/S | V117-3.45 MW | 573 | Varde | LAND | Næsbjerg By, Næsbjerg | 2u | 477935.15 | 6162082.75 | SDFE2018 | 344241988 | Vestas Wind Systems A/S V117-3.45 MW | Vestas.V117.4000
570715000001529268 | 2016-09-12 | 3450 | 117 | 91 | Vestas Wind Systems A/S | V117-3.45 MW | 573 | Varde | LAND | Næsbjerg By, Næsbjerg | 3m | 478320.24 | 6162360.66 | SDFE2018 | 344241989 | Vestas Wind Systems A/S V117-3.45 MW | Vestas.V117.4000
571313134700402980 | 2015-12-18 | 3450 | 112 | 84 | Vestas Wind Systems A/S | V112-3.3MW | 661 | Holstebro | LAND | Vemb By, Vemb | 14æ | 460175.21 | 6247273.4 | SDFE2018 | 40298 | Vestas Wind Systems A/S V112-3.3MW | Vestas.V112.3300
571313134700402997 | 2015-12-18 | 3450 | 112 | 84 | Vestas Wind Systems A/S | V112-3.3MW | 661 | Holstebro | LAND | Vemb By, Vemb | 14ø | 460161.22 | 6247580.61 | SDFE2018 | 40299 | Vestas Wind Systems A/S V112-3.3MW | Vestas.V112.3300
571313134700403000 | 2015-12-18 | 3450 | 112 | 84 | Vestas Wind Systems A/S | V112-3.3MW | 661 | Holstebro | LAND | Vemb By, Vemb | 14aa | 460146.06 | 6247914.35 | SDFE2018 | 40300 | Vestas Wind Systems A/S V112-3.3MW | Vestas.V112.3300
571313134700403017 | 2015-12-24 | 3450 | 112 | 84 | Vestas Wind Systems A/S | V112-3.3MW | 661 | Holstebro | LAND | Vemb By, Vemb | 22t | 460625.23 | 6247356.3 | SDFE2018 | 40301 | Vestas Wind Systems A/S V112-3.3MW | Vestas.V112.3300
571313134700403024 | 2015-12-18 | 3450 | 112 | 84 | Vestas Wind Systems A/S | V112-3.3MW | 661 | Holstebro | LAND | Vemb By, Vemb | 22u | 460610.2 | 6247664.28 | SDFE2018 | 40302 | Vestas Wind Systems A/S V112-3.3MW | Vestas.V112.3300
571313134700403031 | 2015-12-17 | 3450 | 112 | 84 | Vestas Wind Systems A/S | V112-3.3MW | 661 | Holstebro | LAND | Vemb By, Vemb | 22v | 460594.68 | 6247991.17 | SDFE2018 | 40303 | Vestas Wind Systems A/S V112-3.3MW | Vestas.V112.3300
571313134700403048 | 2015-12-23 | 3450 | 112 | 84 | Vestas Wind Systems A/S | V112-3.3MW | 661 | Holstebro | LAND | Vemb By, Vemb | 18l | 461190.95 | 6247460.18 | SDFE2018 | 40304 | Vestas Wind Systems A/S V112-3.3MW | Vestas.V112.3300
571313134700403055 | 2015-12-28 | 3450 | 112 | 84 | Vestas Wind Systems A/S | V112-3.3MW | 661 | Holstebro | LAND | Vemb By, Vemb | 18m | 461174.87 | 6247769.33 | SDFE2018 | 40305 | Vestas Wind Systems A/S V112-3.3MW | Vestas.V112.3300
571313134700403062 | 2015-12-22 | 3450 | 112 | 84 | Vestas Wind Systems A/S | V112-3.3MW | 661 | Holstebro | LAND | Vemb By, Vemb | 18n | 461157.91 | 6248087.85 | SDFE2018 | 40305 | Vestas Wind Systems A/S V112-3.3MW | Vestas.V112.3300
571313134700403079 | 2015-12-23 | 3450 | 112 | 84 | Vestas Wind Systems A/S | V112-3.3MW | 661 | Holstebro | LAND | Bur By, Bur | 14n | 461710.62 | 6247555.75 | SDFE2018 | 40307 | Vestas Wind Systems A/S V112-3.3MW | Vestas.V112.3300
571313134700403086 | 2015-12-22 | 3450 | 112 | 84 | Vestas Wind Systems A/S | V112-3.3MW | 661 | Holstebro | LAND | Bur By, Bur | 14o | 461695.49 | 6247865.94 | SDFE2018 | 40308 | Vestas Wind Systems A/S V112-3.3MW | Vestas.V112.3300
571313134700403093 | 2015-12-21 | 3450 | 112 | 84 | Vestas Wind Systems A/S | V112-3.3MW | 661 | Holstebro | LAND | Bur By, Bur | 14p | 461679.14 | 6248177 | SDFE2018 | 40309 | Vestas Wind Systems A/S V112-3.3MW | Vestas.V112.3300
571313134700404335 | 2018-02-10 | 3450 | 112 | 84 | Vestas Wind Systems A/S | V112-3.3MW | 661 | Holstebro | LAND | Den Vestlige Del, Idom | 10g | 466747 | 6242046 | SDFE2018 | 40433 | Vestas Wind Systems A/S V112-3.3MW | Vestas.V112.3300
571313134700404342 | 2018-02-15 | 3450 | 112 | 84 | Vestas Wind Systems A/S | V112-3.0MW | 661 | Holstebro | LAND | Stenum Hgd., Råsted | 36 | 466506 | 6241794 | SDFE2018 | 40434 | Vestas Wind Systems A/S V112-3.0MW | Vestas.V112.3000
571313134700404359 | 2018-02-10 | 3450 | 112 | 84 | Vestas Wind Systems A/S | V112-3.3MW | 661 | Holstebro | LAND | Stenum Hgd., Råsted | 7g | 466652 | 6241525 | SDFE2018 | 40435 | Vestas Wind Systems A/S V112-3.3MW | Vestas.V112.3300
571313134700404366 | 2018-02-10 | 3450 | 112 | 84 | Vestas Wind Systems A/S | V112-3.3MW | 661 | Holstebro | LAND | Stenum Hgd., Råsted | 7g | 466893 | 6241777 | SDFE2018 | 40436 | Vestas Wind Systems A/S V112-3.3MW | Vestas.V112.3300
570715000001546470 | 2016-11-23 | 3450 | 112 | 84 | Vestas Wind Systems A/S | V117-3.45 MW | 810 | Brønderslev | LAND | Ø. Brønderslev By, Ø. Brønderslev | 4m | 558044.92 | 6342987.99 | SDFE2018 | 50981 | Vestas Wind Systems A/S V117-3.45 MW | Vestas.V117.4000
570715000001546524 | 2016-11-15 | 3450 | 112 | 84 | Vestas Wind Systems A/S | V117-3.45 MW | 810 | Brønderslev | LAND | Ø. Brønderslev By, Ø. Brønderslev | 1c | 557749.11 | 6343146.48 | SDFE2018 | 50982 | Vestas Wind Systems A/S V117-3.45 MW | Vestas.V117.4000
570715000001546555 | 2016-11-15 | 3450 | 112 | 84 | Vestas Wind Systems A/S | V117-3.45 MW | 810 | Brønderslev | LAND | Ø. Brønderslev By, Ø. Brønderslev | 69a | 557450.89 | 6343304.01 | SDFE2018 | 50983 | Vestas Wind Systems A/S V117-3.45 MW | Vestas.V117.4000
570715000001589798 | 2017-12-22 | 3450 | 112 | 84 | Vestas Wind Systems A/S | V112-3,45MW | 810 | Brønderslev | LAND | Del 1 af 7a, Asaa BY, Asaa-Melholt | 7a | 584549 | 6336638 | SDFE2018 | 53263 | Vestas Wind Systems A/S V112-3,45MW | Vestas.V112.3300
570715000001589828 | 2017-12-22 | 3450 | 112 | 84 | Vestas Wind Systems A/S | V112-3,45MW | 810 | Brønderslev | LAND | Del nr. 2 af 7a, Asaa By, Asaa-Melholt | 7a | 584887 | 6336681 | SDFE2018 | 53264 | Vestas Wind Systems A/S V112-3,45MW | Vestas.V112.3300
570715000001589842 | 2018-01-29 | 3450 | 112 | 84 | Vestas Wind Systems A/S | V112-3,45MW | 810 | Brønderslev | LAND | Del nr. 3 af 7a, Asaa By, Asaa-Melholt | 7a | 585210.21 | 6336783.94 | SDFE2018 | 53265 | Vestas Wind Systems A/S V112-3,45MW | Vestas.V112.3300
570715000001589859 | 2018-02-01 | 3450 | 112 | 84 | Vestas Wind Systems A/S | V112-3,45MW | 810 | Brønderslev | LAND | Del nr. 4 af 5i, Asaa By, Asaa-Melholt | 5i | 585511.64 | 6336941.12 | SDFE2018 | 53266 | Vestas Wind Systems A/S V112-3,45MW | Vestas.V112.3300
570715000001589880 | 2018-02-01 | 3450 | 112 | 84 | Vestas Wind Systems A/S | V112-3,45MW | 810 | Brønderslev | LAND | Del nr. 5 af 6e, Asaa By, Asaa-Melholt | 6e | 585778.55 | 6337149.8 | SDFE2018 | 53267 | Vestas Wind Systems A/S V112-3,45MW | Vestas.V112.3300
570715000001551405 | 2016-12-21 | 3450 | 126 | 87 | Vestas Wind Systems A/S | V126-3.45 | 860 | Hjørring | LAND | Gårestrup BY, Sct Olai | 3a | 554655 | 6373053 | SDFE2018 | 51471 | Vestas Wind Systems A/S V126-3.45 | Vestas.V136.4000
570715000001551436 | 2016-12-22 | 3450 | 126 | 87 | Vestas Wind Systems A/S | V126-3.45 | 860 | Hjørring | LAND | Gårestrup BY, Sct Olai | 3a | 554871 | 6372796 | SDFE2018 | 51472 | Vestas Wind Systems A/S V126-3.45 | Vestas.V136.4000
570715000001551443 | 2016-12-22 | 3450 | 126 | 87 | Vestas Wind Systems A/S | V126-3.45 | 860 | Hjørring | LAND | Gårestrup BY, Sct Olai | 2a | 555081 | 6372536 | SDFE2018 | 51473 | Vestas Wind Systems A/S V126-3.45 | Vestas.V136.4000
570715000001556271 | 2017-03-31 | 3450 | 117 | 92 | Vestas Wind Systems A/S | V117-3.45 MW | 860 | Hjørring | LAND | Høgsted By, Vrejlev | 2v | 561901 | 6359548 | SDFE2018 | 51474 | Vestas Wind Systems A/S V117-3.45 MW | Vestas.V117.4000
570715000001556288 | 2017-03-27 | 3450 | 117 | 92 | Vestas Wind Systems A/S | V117-3.45 MW | 860 | Hjørring | LAND | Høgsted By, Vrejlev | 2x | 561956 | 6359873 | SDFE2018 | 51475 | Vestas Wind Systems A/S V117-3.45 MW | Vestas.V117.4000
570715000001556295 | 2017-03-26 | 3450 | 117 | 92 | Vestas Wind Systems A/S | V117-3.45 MW | 860 | Hjørring | LAND | Høgsted By, Vrejlev | 5n | 562012 | 6360199 | SDFE2018 | 51476 | Vestas Wind Systems A/S V117-3.45 MW | Vestas.V117.4000
570715000001556301 | 2017-03-29 | 3450 | 117 | 92 | Vestas Wind Systems A/S | V117-3.45 MW | 860 | Hjørring | LAND | Guldager By, Vrejlev | 8af | 562066 | 6360524 | SDFE2018 | 51477 | Vestas Wind Systems A/S V117-3.45 MW | Vestas.V117.4000
570715000001556318 | 2017-03-11 | 3450 | 117 | 92 | Vestas Wind Systems A/S | V117-3.45 MW | 860 | Hjørring | LAND | Guldager By, Vrejlev | 34 | 562121 | 6360849 | SDFE2018 | 51478 | Vestas Wind Systems A/S V117-3.45 MW | Vestas.V117.4000
570715000001583017 | 2017-11-06 | 3400 | 113 | 83.5 | SIEMENS | SWT-3.2-113 DD | 851 | Ålborg | LAND | Lyngdrup By, Horsens | 5m | 569662 | 6331602 | SDFE2018 | 51864 | SIEMENS SWT-3.2-113 DD | Siemens.SWT.3.0.101
570715000001583024 | 2017-11-06 | 3400 | 113 | 83.5 | SIEMENS | SWT-3.2-113 DD | 851 | Ålborg | LAND | Lyngdrup By, Horsens | 6g | 569344 | 6331730 | SDFE2018 | 51863 | SIEMENS SWT-3.2-113 DD | Siemens.SWT.3.0.101
570715000001583031 | 2017-11-22 | 3400 | 113 | 83.5 | SIEMENS | SWT-3.2-113 DD | 851 | Ålborg | LAND | Lyngdrup By, Horsens | 6h | 569026 | 6331857 | SDFE2018 | 51862 | SIEMENS SWT-3.2-113 DD | Siemens.SWT.3.0.101
570715000001583048 | 2017-11-06 | 3400 | 113 | 83.5 | SIEMENS | SWT-3.2-113 DD | 851 | Ålborg | LAND | Lyngdrup By, Horsens | 6i | 568708 | 6331985 | SDFE2018 | 51861 | SIEMENS SWT-3.2-113 DD | Siemens.SWT.3.0.101
570715000001583055 | 2017-11-14 | 3400 | 113 | 83.5 | SIEMENS | SWT-3.2-113 DD | 851 | Ålborg | LAND | Langholt Hgd., Horsens | 1h | 568390 | 6332113 | SDFE2018 | 51860 | SIEMENS SWT-3.2-113 DD | Siemens.SWT.3.0.101
570715000001583062 | 2017-11-17 | 3400 | 113 | 83.5 | SIEMENS | SWT-3.2-113 DD | 851 | Ålborg | LAND | Lyngdrup By, Horsens | 5n | 568072 | 6332240 | SDFE2018 | 51859 | SIEMENS SWT-3.2-113 DD | Siemens.SWT.3.0.101
570715000001583079 | 2017-11-14 | 3400 | 113 | 83.5 | SIEMENS | SWT-3.2-113 DD | 851 | Ålborg | LAND | Lyngdrup By, Horsens | 5o | 567762 | 6332365 | SDFE2018 | 51858 | SIEMENS SWT-3.2-113 DD | Siemens.SWT.3.0.101
570715000001583086 | 2017-11-14 | 3400 | 113 | 83.5 | SIEMENS | SWT-3.2-113 DD | 851 | Ålborg | LAND | Lyngdrup By, Horsens | 5p | 567452 | 6332489 | SDFE2018 | 51857 | SIEMENS SWT-3.2-113 DD | Siemens.SWT.3.0.101
571313174001641251 | 2016-12-15 | 3300 | 117 | 91.5 | Vestas Wind Systems A/S | V117-3.3 MW | 320 | Faxe | LAND | Turebyholm Hgd., Tureby | 2a | 696339 | 6139432 | SDFE2018 | 61063011 | Vestas Wind Systems A/S V117-3.3 MW | Vestas.V117.4000
571313174001641268 | 2016-12-21 | 3300 | 117 | 91.5 | Vestas Wind Systems A/S | V117-3.3 MW | 320 | Faxe | LAND | Turebyholm Hgd., Tureby | 2a | 696261 | 6139827 | SDFE2018 | 61063012 | Vestas Wind Systems A/S V117-3.3 MW | Vestas.V117.4000
571313174000817787 | 2015-01-17 | 3300 | 112 | 84 | Vestas Wind Systems A/S | V112-3.3MW | 360 | Lolland | LAND | Maglemer By, Hunseby | 4b | 660669 | 6076312 | SDFE2018 | 60725336 | Vestas Wind Systems A/S V112-3.3MW | Vestas.V112.3300
571313174000817800 | 2015-01-21 | 3300 | 112 | 84 | Vestas Wind Systems A/S | V112-3.3MW | 360 | Lolland | LAND | Maglemer By, Hunseby | 10a | 660602.79 | 6076615.34 | SDFE2018 | 60725339 | Vestas Wind Systems A/S V112-3.3MW | Vestas.V112.3300
571313174000817817 | 2014-12-29 | 3300 | 112 | 84 | Vestas Wind Systems A/S | V112-3.3MW | 360 | Lolland | LAND | Maglemer By, Hunseby | 10a | 660536 | 6076918 | SDFE2018 | 60725342 | Vestas Wind Systems A/S V112-3.3MW | Vestas.V112.3300
571313174000832711 | 2015-04-20 | 3300 | 117 | 91.5 | Vestas Wind Systems A/S | V112-3.3MW | 370 | Næstved | LAND | Engelholm Hgd., Snesere | 1g | 688986 | 6114768 | SDFE2018 | 60742528 | Vestas Wind Systems A/S V112-3.3MW | Vestas.V112.3300
571313174000832742 | 2015-04-22 | 3300 | 117 | 91.5 | Vestas Wind Systems A/S | V112-3.3MW | 370 | Næstved | LAND | Engelholm Hgd., Snesere | 1g | 688759 | 6115015 | SDFE2018 | 60742526 | Vestas Wind Systems A/S V112-3.3MW | Vestas.V112.3300
571313174000832759 | 2015-04-24 | 3300 | 117 | 91.5 | Vestas Wind Systems A/S | V112-3.3MW | 370 | Næstved | LAND | Engelholm Hgd., Snesere | 1g | 688532 | 6115262 | SDFE2018 | 60742524 | Vestas Wind Systems A/S V112-3.3MW | Vestas.V112.3300
571313153190142435 | 2018-02-08 | 3300 | 117 | 91.5 | Vestas Wind Systems A/S | V117-3.3 MW | 440 | Kerteminde | LAND | Vigerø-Lindø Inddæmning | 10 | 598420.11 | 6149118.87 | SDFE2018 | 18753 | Vestas Wind Systems A/S V117-3.3 MW | Vestas.V117.4000
571313153190142473 | 2018-02-10 | 3300 | 117 | 91.5 | Vestas Wind Systems A/S | V112-3.3MW | 440 | Kerteminde | LAND | Vigerø - Lindø Inddæmning | 10 | 598134.26 | 6148389.11 | SDFE2018 | 18755 | Vestas Wind Systems A/S V112-3.3MW | Vestas.V112.3300
571313134700402607 | 2014-06-27 | 3300 | 117 | 91.5 | Vestas Wind Systems A/S | V117-3.3 MW | 661 | Holstebro | LAND | Brejnholt Gde, Tvis | 1a | 485490.6 | 6242085.57 | SDFE2018 | 40260 | Vestas Wind Systems A/S V117-3.3 MW | Vestas.V117.4000
571313134700402614 | 2014-06-25 | 3300 | 117 | 91.5 | Vestas Wind Systems A/S | V117-3.3 MW | 661 | Holstebro | LAND | Gedbo, Tvis | 1a | 485656.9 | 6241805.93 | SDFE2018 | 40261 | Vestas Wind Systems A/S V117-3.3 MW | Vestas.V117.4000
571313134700402621 | 2014-06-23 | 3300 | 117 | 91.5 | Vestas Wind Systems A/S | V117-3.3 MW | 661 | Holstebro | LAND | Gedbo, Tvis | 1a | 485820.37 | 6241527.09 | SDFE2018 | 40262 | Vestas Wind Systems A/S V117-3.3 MW | Vestas.V117.4000
571313134700402638 | 2014-06-20 | 3300 | 117 | 91.5 | Vestas Wind Systems A/S | V117-3.3 MW | 661 | Holstebro | LAND | Gedbo, Tvis | 1a | 485987.01 | 6241247.99 | SDFE2018 | 40263 | Vestas Wind Systems A/S V117-3.3 MW | Vestas.V117.4000
571313134700402386 | 2013-12-07 | 3300 | 117 | 91.5 | Ukendt | Ukendt | 665 | Lemvig | LAND | Møborg Ejerlav, Møborg | 11d | 457689.56 | 6246799.81 | SDFE2018 | 40238 | Ukendt Ukendt | 0
571313134700402393 | 2013-12-12 | 3300 | 117 | 91.5 | Ukendt | Ukendt | 665 | Lemvig | LAND | Møborg Ejerlav, Møborg | 11d | 457768.02 | 6247171.14 | SDFE2018 | 40239 | Ukendt Ukendt | 0
571313134700402409 | 2013-12-10 | 3300 | 117 | 91.5 | Vestas Wind Systems A/S | V112-3.3MW | 665 | Lemvig | LAND | Møborg Ejerlav, Møborg | 10s | 457841 | 6247542 | SDFE2018 | 40240 | Vestas Wind Systems A/S V112-3.3MW | Vestas.V112.3300
571313134700402416 | 2013-12-14 | 3300 | 117 | 91.5 | Ukendt | Ukendt | 665 | Lemvig | LAND | Møborg Ejerlav, Møborg | 10s | 457920.98 | 6247913.37 | SDFE2018 | 40241 | Ukendt Ukendt | 0
571313134700402423 | 2013-12-14 | 3300 | 117 | 91.5 | Ukendt | Ukendt | 665 | Lemvig | LAND | Møborg Ejerlav, Møborg | 13c | 457996.09 | 6248284.37 | SDFE2018 | 40241 | Ukendt Ukendt | 0
571313134700402669 | 2014-12-22 | 3300 | 117 | 91.5 | Vestas Wind Systems A/S | DW/52-521-10 | 665 | Lemvig | LAND | Ramme Hovedgård, Ramme | 7ap | 449951.21 | 6257251.05 | SDFE2018 | 40266 | Vestas Wind Systems A/S DW/52-521-10 | Vestas.V112.3300
571313134700402676 | 2014-12-19 | 3300 | 117 | 91.5 | Vestas Wind Systems A/S | DW/52-521-10 | 665 | Lemvig | LAND | Ramme Hovedgård, Ramme | 7ap | 450271.98 | 6257365.98 | SDFE2018 | 40267 | Vestas Wind Systems A/S DW/52-521-10 | Vestas.V112.3300
571313134700402683 | 2015-01-15 | 3300 | 117 | 91.5 | Vestas Wind Systems A/S | DW/52-521-10 | 665 | Lemvig | LAND | Ramme Hovedgård, Ramme | 7r | 450592.13 | 6257480.57 | SDFE2018 | 40268 | Vestas Wind Systems A/S DW/52-521-10 | Vestas.V112.3300
571313134700402690 | 2014-12-15 | 3300 | 117 | 91.5 | Vestas Wind Systems A/S | DW/52-521-10 | 665 | Lemvig | LAND | Ramme Hovedgård, Ramme | 7f | 450913.53 | 6257595.86 | SDFE2018 | 40269 | Vestas Wind Systems A/S DW/52-521-10 | Vestas.V112.3300
571313134700402706 | 2014-12-28 | 3300 | 117 | 91.5 | Vestas Wind Systems A/S | DW/52-521-10 | 665 | Lemvig | LAND | Ramme Hovedgård, Ramme | 11a | 451233.8 | 6257710.26 | SDFE2018 | 40270 | Vestas Wind Systems A/S DW/52-521-10 | Vestas.V112.3300
571313134700402713 | 2014-12-17 | 3300 | 117 | 91.5 | Vestas Wind Systems A/S | DW/52-521-10 | 665 | Lemvig | LAND | Ramme Hovedgård, Ramme | 21a | 451554.9 | 6257825.09 | SDFE2018 | 40271 | Vestas Wind Systems A/S DW/52-521-10 | Vestas.V112.3300
570715000000976124 | 2012-12-20 | 3300 | 112 | 94 | Vestas Wind Systems A/S | V112-3,45MW | 760 | Ringkøbing-Skjern | LAND | Ø. Lem By, sdr. Lem | 15i | 459424.16 | 6211327.43 | SDFE2018 | 85118 | Vestas Wind Systems A/S V112-3,45MW | Vestas.V112.3300
571313134808514912 | 2013-12-10 | 3300 | 112 | 94 | Vestas Wind Systems A/S | V112-3.3MW | 760 | Ringkøbing-Skjern | LAND | Degneboligen Ølstrup | 16o | 462102.09 | 6215999.77 | SDFE2018 | 85149 | Vestas Wind Systems A/S V112-3.3MW | Vestas.V112.3300
571313134808515018 | 2013-12-10 | 3300 | 112 | 94 | Vestas Wind Systems A/S | V112-3.3MW | 760 | Ringkøbing-Skjern | LAND | Degneboligen Ølstrup | 28f | 461797.39 | 6216175.17 | SDFE2018 | 85150 | Vestas Wind Systems A/S V112-3.3MW | Vestas.V112.3300
571313134808515117 | 2013-12-11 | 3300 | 112 | 94 | Vestas Wind Systems A/S | V112-3.3MW | 760 | Ringkøbing-Skjern | LAND | Degneboligen Ølstrup | 15q | 461492.93 | 6216350.36 | SDFE2018 | 85151 | Vestas Wind Systems A/S V112-3.3MW | Vestas.V112.3300
571313134808515216 | 2013-11-07 | 3300 | 112 | 94 | Vestas Wind Systems A/S | V112-3.3MW | 760 | Ringkøbing-Skjern | LAND | Degneboligen Ølstrup | 14t | 461188.3 | 6216525.1 | SDFE2018 | 85152 | Vestas Wind Systems A/S V112-3.3MW | Vestas.V112.3300
571313134808515315 | 2013-11-01 | 3300 | 112 | 94 | Vestas Wind Systems A/S | V112-3.3MW | 760 | Ringkøbing-Skjern | LAND | Degneboligen Ølstrup | 14u | 460883.75 | 6216701.09 | SDFE2018 | 85153 | Vestas Wind Systems A/S V112-3.3MW | Vestas.V112.3300
571313134808515414 | 2013-11-01 | 3300 | 112 | 94 | Vestas Wind Systems A/S | V112-3.3MW | 760 | Ringkøbing-Skjern | LAND | Degneboligen Ølstrup | 14v | 460578.7 | 6216876.12 | SDFE2018 | 85154 | Vestas Wind Systems A/S V112-3.3MW | Vestas.V112.3300
571313134808515513 | 2013-12-13 | 3300 | 112 | 94 | Vestas Wind Systems A/S | V112-3.3MW | 760 | Ringkøbing-Skjern | LAND | Degneboligen Ølstrup | 18ø | 460275.41 | 6217050.92 | SDFE2018 | 85155 | Vestas Wind Systems A/S V112-3.3MW | Vestas.V112.3300
571313134808515612 | 2013-12-14 | 3300 | 112 | 94 | Vestas Wind Systems A/S | V112-3.3MW | 760 | Ringkøbing-Skjern | LAND | Den sydlige del, No | 45t | 459970.13 | 6217226.59 | SDFE2018 | 85156 | Vestas Wind Systems A/S V112-3.3MW | Vestas.V112.3300
571313134808515711 | 2013-11-20 | 3300 | 112 | 94 | Vestas Wind Systems A/S | V112-3.3MW | 760 | Ringkøbing-Skjern | LAND | Den sydlige del, No | 45u | 459666.25 | 6217401.13 | SDFE2018 | 85157 | Vestas Wind Systems A/S V112-3.3MW | Vestas.V112.3300
571313134808515810 | 2013-11-22 | 3300 | 112 | 94 | Vestas Wind Systems A/S | V112-3.3MW | 760 | Ringkøbing-Skjern | LAND | Den sydlige del, No | 64e | 459360.79 | 6217576.27 | SDFE2018 | 85158 | Vestas Wind Systems A/S V112-3.3MW | Vestas.V112.3300
571313134808515919 | 2013-11-28 | 3300 | 112 | 94 | Vestas Wind Systems A/S | V112-3.3MW | 760 | Ringkøbing-Skjern | LAND | Den sydlige del, No | 19ab | 459057.24 | 6217751.65 | SDFE2018 | 85159 | Vestas Wind Systems A/S V112-3.3MW | Vestas.V112.3300
571313134808516015 | 2013-12-03 | 3300 | 112 | 94 | Vestas Wind Systems A/S | V112-3.3MW | 760 | Ringkøbing-Skjern | LAND | Degneboligen Ølstrup | 16p | 462503.35 | 6216313.58 | SDFE2018 | 85160 | Vestas Wind Systems A/S V112-3.3MW | Vestas.V112.3300
571313134808516114 | 2013-12-03 | 3300 | 112 | 94 | Vestas Wind Systems A/S | V112-3.3MW | 760 | Ringkøbing-Skjern | LAND | Degneboligen Ølstrup | 17n | 462189.75 | 6216494.4 | SDFE2018 | 85161 | Vestas Wind Systems A/S V112-3.3MW | Vestas.V112.3300
571313134808516213 | 2013-12-03 | 3300 | 112 | 94 | Vestas Wind Systems A/S | V112-3.3MW | 760 | Ringkøbing-Skjern | LAND | Degneboligen Ølstrup | 17o | 461876.4 | 6216673.9 | SDFE2018 | 85162 | Vestas Wind Systems A/S V112-3.3MW | Vestas.V112.3300
571313134808516312 | 2013-11-27 | 3300 | 112 | 94 | Vestas Wind Systems A/S | V112-3.3MW | 760 | Ringkøbing-Skjern | LAND | Degneboligen Ølstrup | 17p | 461563.31 | 6216854.58 | SDFE2018 | 85163 | Vestas Wind Systems A/S V112-3.3MW | Vestas.V112.3300
571313134808516411 | 2013-12-19 | 3300 | 112 | 94 | Vestas Wind Systems A/S | V112-3.3MW | 760 | Ringkøbing-Skjern | LAND | Degneboligen Ølstrup | 17q | 461250.42 | 6217033.97 | SDFE2018 | 85164 | Vestas Wind Systems A/S V112-3.3MW | Vestas.V112.3300
571313134808516510 | 2013-11-09 | 3300 | 112 | 94 | Vestas Wind Systems A/S | V112-3.3MW | 760 | Ringkøbing-Skjern | LAND | Degneboligen Ølstrup | 19z | 460939.89 | 6217214.66 | SDFE2018 | 85165 | Vestas Wind Systems A/S V112-3.3MW | Vestas.V112.3300
571313134808516619 | 2013-12-17 | 3300 | 112 | 94 | Vestas Wind Systems A/S | V112-3.3MW | 760 | Ringkøbing-Skjern | LAND | Degneboligen Ølstrup | 19æ | 460623.61 | 6217394.85 | SDFE2018 | 85166 | Vestas Wind Systems A/S V112-3.3MW | Vestas.V112.3300
571313134808516718 | 2013-12-17 | 3300 | 112 | 94 | Vestas Wind Systems A/S | V112-3.3MW | 760 | Ringkøbing-Skjern | LAND | Degneboligen Ølstrup | 19ø | 460309.42 | 6217575.93 | SDFE2018 | 85167 | Vestas Wind Systems A/S V112-3.3MW | Vestas.V112.3300
571313134808516817 | 2013-12-16 | 3300 | 112 | 94 | Vestas Wind Systems A/S | V112-3.3MW | 760 | Ringkøbing-Skjern | LAND | Den sydlige del, No | 43m | 460001.2 | 6217756.08 | SDFE2018 | 85168 | Vestas Wind Systems A/S V112-3.3MW | Vestas.V112.3300
571313134808516916 | 2013-12-17 | 3300 | 112 | 94 | Vestas Wind Systems A/S | V112-3.3MW | 760 | Ringkøbing-Skjern | LAND | Den sydlige del, No | 62n | 459684.34 | 6217935.34 | SDFE2018 | 85169 | Vestas Wind Systems A/S V112-3.3MW | Vestas.V112.3300
571313134808517012 | 2013-12-14 | 3300 | 112 | 94 | Vestas Wind Systems A/S | V112-3.3MW | 760 | Ringkøbing-Skjern | LAND | Den sydlige del, No | 62o | 459370.12 | 6218116.25 | SDFE2018 | 85170 | Vestas Wind Systems A/S V112-3.3MW | Vestas.V112.3300
570715000002056534 | 2021-09-17 | 3300 | 155 | 140.3 | Vestas Wind Systems A/S | Ukendt-Vestas-VIND | 787 | Thisted | LAND | Østerild By, Østerild | 4M | 492926.99 | 6324369.19 | Stamdata |  | Vestas Wind Systems A/S Ukendt-Vestas-VIND | Vestas.V112.3300
570715000001434111 | 2015-06-25 | 3300 | 112 | 94 | Vestas Wind Systems A/S | V112-3.3MW | 849 | Jammerbugt | LAND | Østrup By, Saltum | 1a | 540038.4 | 6346405.28 | SDFE2018 | 161271 | Vestas Wind Systems A/S V112-3.3MW | Vestas.V112.3300
570715000001434128 | 2015-06-27 | 3300 | 112 | 94 | Vestas Wind Systems A/S | V112-3.3MW | 849 | Jammerbugt | LAND | Østrup By, Saltum | 1a | 540268.88 | 6346162.03 | SDFE2018 | 161270 | Vestas Wind Systems A/S V112-3.3MW | Vestas.V112.3300
570715000001434135 | 2015-07-13 | 3300 | 112 | 94 | Vestas Wind Systems A/S | V112-3.3MW | 849 | Jammerbugt | LAND | Østrup By, Saltum | 6b | 540494.97 | 6345919.22 | SDFE2018 | 161269 | Vestas Wind Systems A/S V112-3.3MW | Vestas.V112.3300
570715000001434159 | 2015-07-04 | 3300 | 112 | 94 | Vestas Wind Systems A/S | V112-3.3MW | 849 | Jammerbugt | LAND | Østrup By, Saltum | 9a | 540726.07 | 6345675.4 | SDFE2018 | 161268 | Vestas Wind Systems A/S V112-3.3MW | Vestas.V112.3300
570715000001434166 | 2015-06-18 | 3300 | 112 | 94 | Vestas Wind Systems A/S | V112-3.3MW | 849 | Jammerbugt | LAND | Østrup By, Saltum | 2c | 540957.39 | 6345431.1 | SDFE2018 | 161267 | Vestas Wind Systems A/S V112-3.3MW | Vestas.V112.3300
570715000001434173 | 2015-06-20 | 3300 | 112 | 94 | Vestas Wind Systems A/S | V112-3.3MW | 849 | Jammerbugt | LAND | Østrup By, Saltum | 3m | 541187.8 | 6345186.88 | SDFE2018 | 161266 | Vestas Wind Systems A/S V112-3.3MW | Vestas.V112.3300
571313174000828837 | 2016-01-14 | 3200 | 113 | 83.5 | SIEMENS | SWT-3.2-113 DD | 326 | Kalundborg | LAND | Ågård HGD Gørlev | 1a | 640273.4 | 6159298.61 | SDFE2018 | 60737712 | SIEMENS SWT-3.2-113 DD | Siemens.SWT.3.0.101
571313174000828844 | 2015-12-16 | 3200 | 113 | 83.5 | SIEMENS | SWT-3.2-113 DD | 326 | Kalundborg | LAND | Bakkendrup, Bakkendrup | 1 | 640618.81 | 6159657.38 | SDFE2018 | 60737715 | SIEMENS SWT-3.2-113 DD | Siemens.SWT.3.0.101
570715000001571960 | 2017-09-04 | 3200 | 113 | 83.5 | SIEMENS | SWT-3.2-113 DD | 630 | Vejle | LAND | Gammelby By, Ringive | 4n | 505842 | 6187749 | SDFE2018 | 16196 | SIEMENS SWT-3.2-113 DD | Siemens.SWT.3.0.101
570715000001574909 | 2017-08-30 | 3200 | 113 | 83.5 | SIEMENS | SWT-3.2-113 DD | 630 | Vejle | LAND | Gammelby By, Ringive | 8b | 505163 | 6187152 | SDFE2018 | 16197 | SIEMENS SWT-3.2-113 DD | Siemens.SWT.3.0.101
570715000001574916 | 2017-08-31 | 3200 | 113 | 83.5 | SIEMENS | SWT-3.2-113 DD | 630 | Vejle | LAND | Gammelby By, Ringive | 4e | 505003 | 6187451 | SDFE2018 | 16198 | SIEMENS SWT-3.2-113 DD | Siemens.SWT.3.0.101
570715000001587268 | 2018-01-18 | 3200 | 101 | 79.5 | Siemens Wind Power A/S | SWT-3.2-101 DD | 630 | Vejle | LAND | Svindbæk By, Thyregod | 4c | 513014 | 6195890 | SDFE2018 | 516199 | Siemens Wind Power A/S SWT-3.2-101 DD | Siemens.SWT.3.0.101
570715000001587282 | 2018-01-19 | 3200 | 101 | 79.5 | Siemens Wind Power A/S | SWT-3.2-101 DD | 630 | Vejle | LAND | Svindbæk by, Thyregod | 4b | 512759 | 6196085 | SDFE2018 | 516200 | Siemens Wind Power A/S SWT-3.2-101 DD | Siemens.SWT.3.0.101
570715000001587299 | 2018-01-20 | 3200 | 101 | 79.5 | Siemens Wind Power A/S | SWT-3.2-101 DD | 630 | Vejle | LAND | Svindbæk by, Thyregod | 4c | 512502 | 6196280 | Stamdata | 516201 | Siemens Wind Power A/S SWT-3.2-101 DD | Siemens.SWT.3.0.101
570715000001587305 | 2018-01-20 | 3200 | 101 | 79.5 | Siemens Wind Power A/S | SWT-3.2-101 DD | 630 | Vejle | LAND | Svindbæk by, Thyregod | 4c | 512233 | 6196480 | Stamdata | 516202 | Siemens Wind Power A/S SWT-3.2-101 DD | Siemens.SWT.3.0.101
571313114900963559 | 2016-02-11 | 3200 | 101 | 79.5 | Siemens Wind Power A/S | SWT-3.2-101 DD | 730 | Randers | LAND | Ørrild By, Fårup | 4u | 554072.12 | 6266034.95 | SDFE2018 | 4070327 | Siemens Wind Power A/S SWT-3.2-101 DD | Siemens.SWT.3.0.101
571313114900963573 | 2016-02-03 | 3200 | 101 | 79.5 | Siemens Wind Power A/S | SWT-3.2-101 DD | 730 | Randers | LAND | Ørrild By, Fårup | 4v | 554362.45 | 6265892.84 | SDFE2018 | 4070328 | Siemens Wind Power A/S SWT-3.2-101 DD | Siemens.SWT.3.0.101
571313114900963597 | 2016-01-26 | 3200 | 101 | 79.5 | Siemens Wind Power A/S | SWT-3.2-101 DD | 730 | Randers | LAND | Ørrild By, Fårup | 4x | 554652.58 | 6265751.17 | SDFE2018 | 4070329 | Siemens Wind Power A/S SWT-3.2-101 DD | Siemens.SWT.3.0.101
570715000001291974 | 2013-07-03 | 3200 | 108 | 89.5 | SIEMENS | SWT 3.0-101 | 756 | Ikast-Brande | LAND | Dørslund By, Brande | 3y | 507651.8 | 6203647.47 | SDFE2018 | 16111 | SIEMENS SWT 3.0-101 | Siemens.SWT.3.0.101
570715000001561800 | 2017-08-15 | 3200 | 113 | 83.5 | SIEMENS | SWT-3.2-113 DD | 756 | Ikast-Brande | LAND | Kidmose Gde., Ejstrup | 2r | 515139.01 | 6202616.74 | SDFE2018 | 16194 | SIEMENS SWT-3.2-113 DD | Siemens.SWT.3.0.101
570715000001561817 | 2017-08-14 | 3200 | 113 | 83.5 | SIEMENS | SWT-3.2-113 DD | 756 | Ikast-Brande | LAND | Kidmose Gde., Ejstrup | 2r | 515100.58 | 6202288.44 | SDFE2018 | 16195 | SIEMENS SWT-3.2-113 DD | Siemens.SWT.3.0.101
570715000001587312 | 2018-01-26 | 3200 | 101 | 79.5 | Siemens Wind Power A/S | SWT-3.2-101 DD | 756 | Ikast-Brande | LAND | Svindbæk by, Thyregod | 1d | 511979 | 6196480 | Stamdata | 516203 | Siemens Wind Power A/S SWT-3.2-101 DD | Siemens.SWT.3.0.101
570715000001587329 | 2018-01-27 | 3200 | 101 | 79.5 | Siemens Wind Power A/S | SWT-3.2-101 DD | 756 | Ikast-Brande | LAND | Svindbæk by, Thyregod | 1d | 511717 | 6196881 | SDFE2018 | 516204 | Siemens Wind Power A/S SWT-3.2-101 DD | Siemens.SWT.3.0.101
570715000001587336 | 2018-01-29 | 3200 | 101 | 79.5 | Siemens Wind Power A/S | SWT-3.2-101 DD | 756 | Ikast-Brande | LAND | Svindbæk by, Thyregod | 8g | 511433 | 6197115 | Stamdata | 516205 | Siemens Wind Power A/S SWT-3.2-101 DD | Siemens.SWT.3.0.101
570715000001587343 | 2018-02-07 | 3200 | 101 | 79.5 | Siemens Wind Power A/S | SWT-3.2-101 DD | 756 | Ikast-Brande | LAND | Svindbæk by, Thyregod | 8g | 511180 | 6197293 | Stamdata | 516206 | Siemens Wind Power A/S SWT-3.2-101 DD | Siemens.SWT.3.0.101
570715000001587350 | 2018-02-07 | 3200 | 101 | 79.5 | Siemens Wind Power A/S | SWT-3.2-101 DD | 756 | Ikast-Brande | LAND | Svindbæk by, Thyregod | 8m | 510896 | 6197509 | SDFE2018 | 516207 | Siemens Wind Power A/S SWT-3.2-101 DD | Siemens.SWT.3.0.101
570715000001587367 | 2018-02-07 | 3200 | 101 | 79.5 | Siemens Wind Power A/S | SWT-3.2-101 DD | 756 | Ikast-Brande | LAND | Svindbæk by, Thyregod | 8d | 510633 | 6197709 | SDFE2018 | 516208 | Siemens Wind Power A/S SWT-3.2-101 DD | Siemens.SWT.3.0.101
571313113162128317 | 2017-09-10 | 3200 | 113 | 83.5 | SIEMENS | SWT-3.2-113 DD | 779 | Skive | LAND | Nr. Andrup, Krejbjerg | 1m | 492274 | 6281898 | SDFE2018 | 4097080 | SIEMENS SWT-3.2-113 DD | Siemens.SWT.3.0.101
571313113162128348 | 2017-09-19 | 3200 | 113 | 83.5 | SIEMENS | SWT-3.2-113 DD | 779 | Skive | LAND | Nr. Andrup, Krejbjerg | 1n | 492604 | 6281694 | SDFE2018 | 4097081 | SIEMENS SWT-3.2-113 DD | Siemens.SWT.3.0.101
571313113162128379 | 2017-09-19 | 3200 | 113 | 83.5 | SIEMENS | SWT-3.2-113 DD | 779 | Skive | LAND | Nr. Andrup, Krejbjerg | 1o | 492935 | 6281490 | SDFE2018 | 4097082 | SIEMENS SWT-3.2-113 DD | Siemens.SWT.3.0.101
571313104402924486 | 2016-04-15 | 3200 | 113 | 83.5 | SIEMENS | SWT-3.2-113 DD | 840 | Rebild | LAND | Volstrup, Rørbæk | 1ab | 543672.8 | 6281078.71 | SDFE2018 | 623 | SIEMENS SWT-3.2-113 DD | Siemens.SWT.3.0.101
571313104402924516 | 2016-04-20 | 3200 | 113 | 83.5 | SIEMENS | SWT-3.2-113 DD | 840 | Rebild | LAND | Volstrup, Rørbæk | 1aa | 544044.53 | 6281227.96 | SDFE2018 | 622 | SIEMENS SWT-3.2-113 DD | Siemens.SWT.3.0.101
571313104402924530 | 2016-04-28 | 3200 | 113 | 83.5 | SIEMENS | SWT-3.2-113 DD | 840 | Rebild | LAND | Volstrup, Rørbæk | 1ac | 544131.41 | 6281547.15 | SDFE2018 |  | SIEMENS SWT-3.2-113 DD | Siemens.SWT.3.0.101
571313104402924554 | 2016-04-28 | 3200 | 113 | 83.5 | SIEMENS | SWT-3.2-113 DD | 840 | Rebild | LAND | Volstrup, Rørbæk | 1ad | 543760.31 | 6281398.39 | SDFE2018 |  | SIEMENS SWT-3.2-113 DD | Siemens.SWT.3.0.101
571313104402924448 | 2016-04-08 | 3200 | 113 | 83.5 | SIEMENS | SWT-3.2-113 DD | 846 | Mariagerfjord | LAND | Døstrup By, Døstrup | 5t | 544416.18 | 6281376.08 | SDFE2018 | 621 | SIEMENS SWT-3.2-113 DD | Siemens.SWT.3.0.101
570715000001443687 | 2015-08-06 | 3200 | 113 | 92.5 | SIEMENS | SWT-3.2-113 DD | 849 | Jammerbugt | LAND | Klim By, Klim | 33d | 508681.01 | 6325113.58 | SDFE2018 | 161323 | SIEMENS SWT-3.2-113 DD | Siemens.SWT.3.0.101
570715000001443717 | 2015-07-24 | 3200 | 113 | 92.5 | SIEMENS | SWT-3.2-113 DD | 849 | Jammerbugt | LAND | Klim By, Klim | 38a | 508872.67 | 6324908.17 | SDFE2018 | 161324 | SIEMENS SWT-3.2-113 DD | Siemens.SWT.3.0.101
570715000001443724 | 2015-08-19 | 3200 | 113 | 92.5 | SIEMENS | SWT-3.2-113 DD | 849 | Jammerbugt | LAND | Klim By, Klim | 39e | 509062.19 | 6324702.46 | SDFE2018 | 161325 | SIEMENS SWT-3.2-113 DD | Siemens.SWT.3.0.101
570715000001443731 | 2015-09-23 | 3200 | 113 | 92.5 | SIEMENS | SWT-3.2-113 DD | 849 | Jammerbugt | LAND | Klim By, Klim | 40c | 509252.4 | 6324496.38 | SDFE2018 | 161326 | SIEMENS SWT-3.2-113 DD | Siemens.SWT.3.0.101
570715000001443755 | 2015-09-22 | 3200 | 113 | 92.5 | SIEMENS | SWT-3.2-113 DD | 849 | Jammerbugt | LAND | Klim By, Klim | 40c | 509443.45 | 6324290.33 | SDFE2018 | 161327 | SIEMENS SWT-3.2-113 DD | Siemens.SWT.3.0.101
570715000001443762 | 2015-09-17 | 3200 | 113 | 92.5 | SIEMENS | SWT-3.2-113 DD | 849 | Jammerbugt | LAND | Klim By, Klim | 2a | 509634.32 | 6324084.19 | SDFE2018 | 161328 | SIEMENS SWT-3.2-113 DD | Siemens.SWT.3.0.101
570715000001443779 | 2015-09-25 | 3200 | 113 | 92.5 | SIEMENS | SWT-3.2-113 DD | 849 | Jammerbugt | LAND | Klim By, Klim | 2a | 509824.93 | 6323878.91 | SDFE2018 | 161329 | SIEMENS SWT-3.2-113 DD | Siemens.SWT.3.0.101
570715000001443786 | 2015-09-10 | 3200 | 113 | 92.5 | SIEMENS | SWT-3.2-113 DD | 849 | Jammerbugt | LAND | Klim By, Klim | 2a | 510015.74 | 6323672.16 | SDFE2018 | 161330 | SIEMENS SWT-3.2-113 DD | Siemens.SWT.3.0.101
570715000001443809 | 2015-06-27 | 3200 | 113 | 92.5 | SIEMENS | SWT-3.2-113 DD | 849 | Jammerbugt | LAND | V. Torup By, Torup | 3l | 507501.43 | 6325558.73 | SDFE2018 | 161331 | SIEMENS SWT-3.2-113 DD | Siemens.SWT.3.0.101
570715000001443830 | 2015-07-02 | 3200 | 113 | 92.5 | SIEMENS | SWT-3.2-113 DD | 849 | Jammerbugt | LAND | V. Torup By, Torup | 3l | 507694.96 | 6325351.68 | SDFE2018 | 161332 | SIEMENS SWT-3.2-113 DD | Siemens.SWT.3.0.101
570715000001443847 | 2015-07-04 | 3200 | 113 | 92.5 | SIEMENS | SWT-3.2-113 DD | 849 | Jammerbugt | LAND | Ullerup By, V. Torup | 6g | 507882.16 | 6325146.37 | SDFE2018 | 161333 | SIEMENS SWT-3.2-113 DD | Siemens.SWT.3.0.101
570715000001443861 | 2015-07-04 | 3200 | 113 | 92.5 | SIEMENS | SWT-3.2-113 DD | 849 | Jammerbugt | LAND | Ullerup By, V. Torup | 6g | 508074.4 | 6324939.61 | SDFE2018 | 161334 | SIEMENS SWT-3.2-113 DD | Siemens.SWT.3.0.101
570715000001443878 | 2015-07-14 | 3200 | 113 | 92.5 | SIEMENS | SWT-3.2-113 DD | 849 | Jammerbugt | LAND | Ullerup By, V. Torup | 11c | 508266.16 | 6324733.27 | SDFE2018 | 161335 | SIEMENS SWT-3.2-113 DD | Siemens.SWT.3.0.101
570715000001443885 | 2015-08-06 | 3200 | 113 | 92.5 | SIEMENS | SWT-3.2-113 DD | 849 | Jammerbugt | LAND | Klim By, Klim | 33d | 508458.48 | 6324526.93 | SDFE2018 | 161336 | SIEMENS SWT-3.2-113 DD | Siemens.SWT.3.0.101
570715000001443892 | 2015-08-06 | 3200 | 113 | 92.5 | SIEMENS | SWT-3.2-113 DD | 849 | Jammerbugt | LAND | Klim By, Klim | 38a | 508648.72 | 6324320.82 | SDFE2018 | 161337 | SIEMENS SWT-3.2-113 DD | Siemens.SWT.3.0.101
570715000001443908 | 2015-08-21 | 3200 | 113 | 92.5 | SIEMENS | SWT-3.2-113 DD | 849 | Jammerbugt | LAND | Klim By, Klim | 39c | 508838.45 | 6324115.15 | SDFE2018 | 161338 | SIEMENS SWT-3.2-113 DD | Siemens.SWT.3.0.101
570715000001443915 | 2015-08-31 | 3200 | 113 | 92.5 | SIEMENS | SWT-3.2-113 DD | 849 | Jammerbugt | LAND | Klim By, Klim | 39e | 509028.68 | 6323908.68 | SDFE2018 | 161339 | SIEMENS SWT-3.2-113 DD | Siemens.SWT.3.0.101
570715000001443922 | 2015-09-03 | 3200 | 113 | 92.5 | SIEMENS | SWT-3.2-113 DD | 849 | Jammerbugt | LAND | Klim By, Klim | 40c | 509219.03 | 6323702.48 | SDFE2018 | 161340 | SIEMENS SWT-3.2-113 DD | Siemens.SWT.3.0.101
570715000001443939 | 2015-09-17 | 3200 | 113 | 92.5 | SIEMENS | SWT-3.2-113 DD | 849 | Jammerbugt | LAND | Klim By, Klim | 40c | 509410.01 | 6323496.33 | SDFE2018 | 161341 | SIEMENS SWT-3.2-113 DD | Siemens.SWT.3.0.101
570715000001443960 | 2015-09-11 | 3200 | 113 | 92.5 | SIEMENS | SWT-3.2-113 DD | 849 | Jammerbugt | LAND | Klim By, Klim | 2a | 509600.38 | 6323290.53 | SDFE2018 | 161342 | SIEMENS SWT-3.2-113 DD | Siemens.SWT.3.0.101
570715000001444028 | 2015-07-16 | 3200 | 113 | 92.5 | SIEMENS | SWT-3.2-113 DD | 849 | Jammerbugt | LAND | Ullerup By, V. Torup | 6g | 508490.94 | 6325320.05 | SDFE2018 | 161343 | SIEMENS SWT-3.2-113 DD | Siemens.SWT.3.0.101
570715000001450074 | 2015-07-09 | 3200 | 113 | 92.5 | SIEMENS | SWT-3.2-113 DD | 849 | Jammerbugt | LAND | Ullerup By, V. Torup | 6g | 508302.01 | 6325525.94 | SDFE2018 | 161360 | SIEMENS SWT-3.2-113 DD | Siemens.SWT.3.0.101
570715000000719868 | 2012-11-13 | 3075 | 112 | 84 | Vestas Wind Systems A/S | V112-3.0MW | 530 | Billund | LAND | Jerrig by, Grindsted | 2b | 490581.03 | 6181838.54 | SDFE2018 | 344238898 | Vestas Wind Systems A/S V112-3.0MW | Vestas.V112.3000
570715000000721793 | 2012-11-05 | 3075 | 112 | 84 | Vestas Wind Systems A/S | V112-3.0MW | 530 | Billund | LAND | Jerrig by, Grindsted | 2b | 490315 | 6182045.95 | SDFE2018 | 344238899 | Vestas Wind Systems A/S V112-3.0MW | Vestas.V112.3000
570715000000722233 | 2012-11-08 | 3075 | 112 | 84 | Vestas Wind Systems A/S | V112-3.0MW | 530 | Billund | LAND | Jeerrig by | 2p | 490048.63 | 6182253.01 | SDFE2018 | 344238900 | Vestas Wind Systems A/S V112-3.0MW | Vestas.V112.3000
570715000001262271 | 2013-03-19 | 3075 | 112 | 94 | Vestas Wind Systems A/S | V112-3.0MW | 530 | Billund | LAND | Urup | 4a | 486575.21 | 6185007.78 | SDFE2018 | 344239076 | Vestas Wind Systems A/S V112-3.0MW | Vestas.V112.3000
570715000001262400 | 2013-03-19 | 3075 | 112 | 94 | Vestas Wind Systems A/S | V112-3.0MW | 530 | Billund | LAND | Urup | 4a | 486598.28 | 6184649.43 | SDFE2018 | 344239077 | Vestas Wind Systems A/S V112-3.0MW | Vestas.V112.3000
570715000001262561 | 2013-03-19 | 3075 | 112 | 94 | Vestas Wind Systems A/S | V112-3.0MW | 530 | Billund | LAND | Urup | 4a | 486621.31 | 6184297.97 | SDFE2018 | 344239078 | Vestas Wind Systems A/S V112-3.0MW | Vestas.V112.3000
570715000001262660 | 2013-03-21 | 3075 | 112 | 94 | Vestas Wind Systems A/S | V112-3.0MW | 530 | Billund | LAND | Urup | 4a | 487059.07 | 6185157.14 | SDFE2018 | 344239079 | Vestas Wind Systems A/S V112-3.0MW | Vestas.V112.3000
570715000001262684 | 2013-03-21 | 3075 | 112 | 94 | Vestas Wind Systems A/S | V112-3.0MW | 530 | Billund | LAND | Urup | 4a | 487081.85 | 6184800.65 | SDFE2018 | 344239080 | Vestas Wind Systems A/S V112-3.0MW | Vestas.V112.3000
570715000001264855 | 2013-03-22 | 3075 | 112 | 94 | Vestas Wind Systems A/S | V112-3.0MW | 530 | Billund | LAND | Urup | 4a | 487105.52 | 6184447.52 | SDFE2018 | 344239081 | Vestas Wind Systems A/S V112-3.0MW | Vestas.V112.3000
570715000000477539 | 2012-11-28 | 3075 | 112 | 94 | Vestas Wind Systems A/S | V112-3.0MW | 657 | Herning | LAND | Helleskov, Vildbjerg | 17b | 486697.28 | 6229212.13 | SDFE2018 | 4044285 | Vestas Wind Systems A/S V112-3.0MW | Vestas.V112.3000
570715000000478109 | 2012-12-04 | 3075 | 112 | 94 | Vestas Wind Systems A/S | V112-3.0MW | 657 | Herning | LAND | Helleskov, Vildbjerg | 21b | 486841.55 | 6229526.42 | SDFE2018 | 4044286 | Vestas Wind Systems A/S V112-3.0MW | Vestas.V112.3000
570715000000478475 | 2012-12-07 | 3075 | 112 | 94 | Vestas Wind Systems A/S | V112-3.0MW | 657 | Herning | LAND | Helleskov, Vildbjerg | 16b | 486986.06 | 6229841.06 | SDFE2018 | 4044287 | Vestas Wind Systems A/S V112-3.0MW | Vestas.V112.3000
571313134808514110 | 2013-09-24 | 3075 | 112 | 94 | Vestas Wind Systems A/S | V112-3.0MW | 657 | Herning | LAND | Heden Timring | 1ks | 477245 | 6221677 | SDFE2018 | 85141 | Vestas Wind Systems A/S V112-3.0MW | Vestas.V112.3000
571313134808514219 | 2013-09-24 | 3075 | 112 | 94 | Vestas Wind Systems A/S | V112-3.0MW | 657 | Herning | LAND | Heden Timring | 1kl | 477044.02 | 6221981.93 | SDFE2018 | 85142 | Vestas Wind Systems A/S V112-3.0MW | Vestas.V112.3000
571313134808514318 | 2013-09-24 | 3075 | 112 | 94 | Vestas Wind Systems A/S | V112-3.0MW | 657 | Herning | LAND | Heden Timring | 3bk | 476841.5 | 6222287.72 | SDFE2018 | 85143 | Vestas Wind Systems A/S V112-3.0MW | Vestas.V112.3000
571313134808514417 | 2013-09-24 | 3075 | 112 | 94 | Vestas Wind Systems A/S | V112-3.0MW | 657 | Herning | LAND | Heden Timring | 3bl | 476640.11 | 6222592.04 | SDFE2018 | 85144 | Vestas Wind Systems A/S V112-3.0MW | Vestas.V112.3000
570715000000107573 | 2011-11-16 | 3075 | 112 | 84 | Vestas Wind Systems A/S | 3 MW/112 | 665 | Lemvig | LAND | Møborg ejerlaug, Møborg | 14v | 456683.27 | 6249935.4 | SDFE2018 | 40213 | Vestas Wind Systems A/S 3 MW/112 | Vestas.V112.3000
570715000000107610 | 2011-11-17 | 3075 | 112 | 84 | Vestas Wind Systems A/S | 3 MW/112 | 665 | Lemvig | LAND | Møborg ejerlaug, Møborg | bb | 456468.11 | 6250142.33 | SDFE2018 | 40214 | Vestas Wind Systems A/S 3 MW/112 | Vestas.V112.3000
570715000000107627 | 2011-11-18 | 3075 | 112 | 84 | Vestas Wind Systems A/S | 3 MW/112 | 665 | Lemvig | LAND | Møborg ejerlaug, Møborg | 32r | 456252.7 | 6250348.77 | SDFE2018 | 40215 | Vestas Wind Systems A/S 3 MW/112 | Vestas.V112.3000
571313134700402300 | 2012-09-07 | 3075 | 112 | 84 | Vestas Wind Systems A/S | V112-3.0MW | 671 | Struer | LAND | Ausumgård Hgd., Vejrum | 1a | 475793.19 | 6253994.33 | SDFE2018 | 40230 | Vestas Wind Systems A/S V112-3.0MW | Vestas.V112.3000
571313134700402317 | 2012-09-11 | 3075 | 112 | 84 | Vestas Wind Systems A/S | V112-3.0MW | 671 | Struer | LAND | Ausumgård Hgd., Vejrum | 1e | 475809.9 | 6253631.51 | SDFE2018 | 40231 | Vestas Wind Systems A/S V112-3.0MW | Vestas.V112.3000
571313134700402324 | 2012-09-11 | 3075 | 112 | 84 | Vestas Wind Systems A/S | V112-3.0MW | 671 | Struer | LAND | Ausumgård Hgd., Vejrum | 1e | 475826.15 | 6253271.04 | SDFE2018 | 40232 | Vestas Wind Systems A/S V112-3.0MW | Vestas.V112.3000
571313134700402331 | 2012-09-05 | 3075 | 112 | 84 | Vestas Wind Systems A/S | V112-3.0MW | 671 | Struer | LAND | Ausumgård Hgd., Vejrum | 2c | 475842.38 | 6252909.05 | SDFE2018 | 40233 | Vestas Wind Systems A/S V112-3.0MW | Vestas.V112.3000
570715000000146398 | 2011-12-23 | 3075 | 112 | 94 | Vestas Wind Systems A/S | V112-3.0MW | 760 | Ringkøbing-Skjern | LAND | Ø.Lem by, Sdr. Lem | 29f | 460170.26 | 6210725.68 | SDFE2018 | 85105 | Vestas Wind Systems A/S V112-3.0MW | Vestas.V112.3000
570715000000146411 | 2011-12-27 | 3075 | 112 | 94 | Vestas Wind Systems A/S | V112-3.0MW | 760 | Ringkøbing-Skjern | LAND | Ø.Lem by, Sdr. Lem | 71i | 460068.35 | 6211008.16 | SDFE2018 | 85106 | Vestas Wind Systems A/S V112-3.0MW | Vestas.V112.3000
570715000000146428 | 2011-12-21 | 3075 | 112 | 94 | Vestas Wind Systems A/S | V112-3.0MW | 760 | Ringkøbing-Skjern | LAND | Ø.Lem by, Sdr. Lem | 24g | 459961.14 | 6211305.04 | SDFE2018 | 85107 | Vestas Wind Systems A/S V112-3.0MW | Vestas.V112.3000
570715000000146435 | 2011-12-30 | 3075 | 112 | 94 | Vestas Wind Systems A/S | V112-3.0MW | 760 | Ringkøbing-Skjern | LAND | Ø.Lem by, Sdr. Lem | 17q | 459856.46 | 6211595.22 | SDFE2018 | 85108 | Vestas Wind Systems A/S V112-3.0MW | Vestas.V112.3000
570715000000146442 | 2011-12-30 | 3075 | 112 | 94 | Vestas Wind Systems A/S | V112-3.0MW | 760 | Ringkøbing-Skjern | LAND | Holmgård, Sdr. Lem | 1af | 459751.87 | 6211885.66 | SDFE2018 | 85109 | Vestas Wind Systems A/S V112-3.0MW | Vestas.V112.3000
570715000000146459 | 2011-12-27 | 3075 | 112 | 94 | Vestas Wind Systems A/S | V112-3.0MW | 760 | Ringkøbing-Skjern | LAND | Ø.Lem by, Sdr. Lem | 16m | 459654.75 | 6210731.07 | SDFE2018 | 85110 | Vestas Wind Systems A/S V112-3.0MW | Vestas.V112.3000
570715000000146480 | 2011-12-30 | 3075 | 112 | 94 | Vestas Wind Systems A/S | V112-3.0MW | 760 | Ringkøbing-Skjern | LAND | Den nordlige del, Velling | 53i | 459188.84 | 6211936.76 | SDFE2018 | 85113 | Vestas Wind Systems A/S V112-3.0MW | Vestas.V112.3000
570715000000146497 | 2011-12-28 | 3075 | 112 | 94 | Vestas Wind Systems A/S | V112-3.0MW | 760 | Ringkøbing-Skjern | LAND | Den nordlige del, Velling | 53h | 459074.49 | 6212232.2 | SDFE2018 | 85114 | Vestas Wind Systems A/S V112-3.0MW | Vestas.V112.3000
570715000000148460 | 2011-12-29 | 3075 | 112 | 85 | Vestas Wind Systems A/S | V112-3.0MW | 760 | Ringkøbing-Skjern | LAND | Hemmet Præstegård | 40 | 464456.79 | 6189428.58 | SDFE2018 | 344238226 | Vestas Wind Systems A/S V112-3.0MW | Vestas.V112.3000
570715000000149900 | 2011-12-30 | 3075 | 112 | 85 | Vestas Wind Systems A/S | V112-3.0MW | 760 | Ringkøbing-Skjern | LAND | Hemmet Præstegård | 18d | 464186.82 | 6189656.72 | SDFE2018 | 344238227 | Vestas Wind Systems A/S V112-3.0MW | Vestas.V112.3000
570715000000149962 | 2011-12-29 | 3075 | 112 | 85 | Vestas Wind Systems A/S | V112-3.0MW | 760 | Ringkøbing-Skjern | LAND | Hemmet Præstegård | 40 | 463916.73 | 6189884.9 | SDFE2018 | 344238228 | Vestas Wind Systems A/S V112-3.0MW | Vestas.V112.3000
570715000000149993 | 2011-12-28 | 3075 | 112 | 85 | Vestas Wind Systems A/S | V112-3.0MW | 760 | Ringkøbing-Skjern | LAND | Hemmet Præstegård | 5e | 463647.03 | 6190113.28 | SDFE2018 | 344238229 | Vestas Wind Systems A/S V112-3.0MW | Vestas.V112.3000
570715000000150128 | 2011-12-29 | 3075 | 112 | 85 | Vestas Wind Systems A/S | V112-3.0MW | 760 | Ringkøbing-Skjern | LAND | Hemmet Præstegård | 15p | 463377.36 | 6190342.24 | SDFE2018 | 344238230 | Vestas Wind Systems A/S V112-3.0MW | Vestas.V112.3000
570715000000150142 | 2011-12-23 | 3075 | 112 | 85 | Vestas Wind Systems A/S | V112-3.0MW | 760 | Ringkøbing-Skjern | LAND | Hemmet Præstegård | 15p | 463107.62 | 6190569.26 | SDFE2018 | 344238231 | Vestas Wind Systems A/S V112-3.0MW | Vestas.V112.3000
570715000000150159 | 2011-12-21 | 3075 | 112 | 85 | Vestas Wind Systems A/S | V112-3.0MW | 760 | Ringkøbing-Skjern | LAND | Hemmet Præstegård | 15p | 462838.02 | 6190798.16 | SDFE2018 | 344238232 | Vestas Wind Systems A/S V112-3.0MW | Vestas.V112.3000
570715000000152740 | 2011-12-21 | 3075 | 112 | 88 | Vestas Wind Systems A/S | V112-3.0MW | 760 | Ringkøbing-Skjern | LAND | Søgård Hgd., Holmsland Klit | 11q | 444712.68 | 6206577.5 | SDFE2018 | 85115 | Vestas Wind Systems A/S V112-3.0MW | Vestas.V112.3000
570715000000152757 | 2011-12-22 | 3075 | 112 | 88 | Vestas Wind Systems A/S | V112-3.0MW | 760 | Ringkøbing-Skjern | LAND | Søgård Hgd., Holmsland Klit | 11dd | 444640.95 | 6206937.89 | SDFE2018 | 85116 | Vestas Wind Systems A/S V112-3.0MW | Vestas.V112.3000
570715000000152764 | 2011-12-30 | 3075 | 112 | 88 | Vestas Wind Systems A/S | V112-3.0MW | 760 | Ringkøbing-Skjern | LAND | Søgård Hgd., Holmsland Klit | 11ef | 444566.53 | 6207293.53 | SDFE2018 | 85117 | Vestas Wind Systems A/S V112-3.0MW | Vestas.V112.3000
570715000000242113 | 2012-06-27 | 3075 | 112 | 94 | Vestas Wind Systems A/S | V112-3.0MW | 760 | Ringkøbing-Skjern | LAND | Den østlige del, Nr. Vium | 4æ | 483797.43 | 6207163.36 | SDFE2018 | 4039868 | Vestas Wind Systems A/S V112-3.0MW | Vestas.V112.3000
570715000000242649 | 2012-06-27 | 3075 | 112 | 94 | Vestas Wind Systems A/S | V112-3.0MW | 760 | Ringkøbing-Skjern | LAND | Den Østlige det, Nr. Vium | 3c | 483934.37 | 6207596.61 | SDFE2018 | 4039869 | Vestas Wind Systems A/S V112-3.0MW | Vestas.V112.3000
570715000000242731 | 2012-06-27 | 3075 | 112 | 94 | Vestas Wind Systems A/S | V112-3.0MW | 760 | Ringkøbing-Skjern | LAND | Den østlige Del, Nr. Vium | 3c | 484066.65 | 6208036.82 | SDFE2018 | 4039870 | Vestas Wind Systems A/S V112-3.0MW | Vestas.V112.3000
570715000000243134 | 2012-06-27 | 3075 | 112 | 94 | Vestas Wind Systems A/S | V112-3.0MW | 760 | Ringkøbing-Skjern | LAND | Den østlige Del, Nr. Vium | 3n | 484199.97 | 6208463.86 | SDFE2018 | 4039871 | Vestas Wind Systems A/S V112-3.0MW | Vestas.V112.3000
570715000000243615 | 2012-06-27 | 3075 | 112 | 94 | Vestas Wind Systems A/S | V112-3.0MW | 760 | Ringkøbing-Skjern | LAND | Den østlie Del, Nr. Vium | 4æ | 483511.76 | 6207713.3 | SDFE2018 | 4039872 | Vestas Wind Systems A/S V112-3.0MW | Vestas.V112.3000
570715000000244070 | 2012-06-27 | 3075 | 112 | 94 | Vestas Wind Systems A/S | V112-3.0MW | 760 | Ringkøbing-Skjern | LAND | Den østlige del, Nr. Vium | 3q | 483225.57 | 6208270.36 | SDFE2018 | 4039873 | Vestas Wind Systems A/S V112-3.0MW | Vestas.V112.3000
571313113161547355 | 2013-06-24 | 3075 | 112 | 84 | Vestas Wind Systems A/S | V112-3.0MW | 791 | Viborg | LAND | V. Børsting By, Vroue | 6y | 504684.35 | 6256732.88 | SDFE2018 | 4050713 | Vestas Wind Systems A/S V112-3.0MW | Vestas.V112.3000
571313113161547386 | 2013-06-21 | 3075 | 112 | 84 | Vestas Wind Systems A/S | V112-3.0MW | 791 | Viborg | LAND | V. Børsting By, Vroue | 9s | 504899.22 | 6256465.84 | SDFE2018 | 4050714 | Vestas Wind Systems A/S V112-3.0MW | Vestas.V112.3000
570715000000212505 | 2012-05-08 | 3075 | 112 | 94 | Vestas Wind Systems A/S | V112-3.0MW | 810 | Brønderslev | LAND | Bolle Fjerding, Dronninglund | 64l | 574455.88 | 6332204.92 | SDFE2018 | 71403 | Vestas Wind Systems A/S V112-3.0MW | Vestas.V112.3000
570715000000212512 | 2012-06-01 | 3075 | 112 | 94 | Vestas Wind Systems A/S | V112-3.0MW | 810 | Brønderslev | LAND | Bolle Fjerding, Dronninglund | 42m | 574859 | 6332452.56 | SDFE2018 | 71404 | Vestas Wind Systems A/S V112-3.0MW | Vestas.V112.3000
570715000000212529 | 2012-05-15 | 3075 | 112 | 94 | Vestas Wind Systems A/S | V112-3.0MW | 810 | Brønderslev | LAND | Bolle Fjerding, Dronninglund | 42n | 575262.37 | 6332700.38 | SDFE2018 | 71405 | Vestas Wind Systems A/S V112-3.0MW | Vestas.V112.3000
570715000001273956 | 2013-05-24 | 3075 | 112 | 84 | Vestas Wind Systems A/S | V112-3.0MW | 810 | Brønderslev | LAND | Kraghedens Vestlige Del Ø | 1al | 558016.66 | 6342461.21 | SDFE2018 | 71411 | Vestas Wind Systems A/S V112-3.0MW | Vestas.V112.3000
570715000001273994 | 2013-05-24 | 3075 | 112 | 84 | Vestas Wind Systems A/S | V112-3.0MW | 810 | Brønderslev | LAND | Kraghedens Vestlige Del Ø | 1al | 557738.04 | 6342610.07 | SDFE2018 | 71412 | Vestas Wind Systems A/S V112-3.0MW | Vestas.V112.3000
570715000001274052 | 2013-05-24 | 3075 | 112 | 84 | Vestas Wind Systems A/S | V112-3.0MW | 810 | Brønderslev | LAND | Kraghedens Vestlige Del Ø | 1h | 557459.33 | 6342758.85 | SDFE2018 | 71413 | Vestas Wind Systems A/S V112-3.0MW | Vestas.V112.3000
570715000001274076 | 2013-05-24 | 3075 | 112 | 84 | Vestas Wind Systems A/S | V112-3.0MW | 810 | Brønderslev | LAND | Kraghedens Vestlige Del Ø | 1h | 557180.7 | 6342907.71 | SDFE2018 | 71414 | Vestas Wind Systems A/S V112-3.0MW | Vestas.V112.3000
570715000001306876 | 2013-06-27 | 3075 | 112 | 84 | Vestas Wind Systems A/S | V112-3.0MW | 820 | Vesthimmerlands | LAND | Ørndrup Hovedgård | 1a | 523427.66 | 6300323.59 | SDFE2018 | 566 | Vestas Wind Systems A/S V112-3.0MW | Vestas.V112.3000
570715000001306951 | 2013-06-28 | 3075 | 112 | 94 | Vestas Wind Systems A/S | V112-3.0MW | 820 | Vesthimmerlands | LAND | Krogstrup By | 7h | 523633.43 | 6300065.07 | SDFE2018 | 567 | Vestas Wind Systems A/S V112-3.0MW | Vestas.V112.3000
570715000001307002 | 2013-06-26 | 3075 | 112 | 94 | Vestas Wind Systems A/S | V112-3.0MW | 820 | Vesthimmerlands | LAND | Krogstrup By | 7h | 523840.77 | 6299804.83 | SDFE2018 | 570 | Vestas Wind Systems A/S V112-3.0MW | Vestas.V112.3000
570715000001307026 | 2013-06-26 | 3075 | 112 | 94 | Vestas Wind Systems A/S | V112-3.0MW | 820 | Vesthimmerlands | LAND | Krogstrup By | 6b | 524047.24 | 6299546.02 | SDFE2018 | 571 | Vestas Wind Systems A/S V112-3.0MW | Vestas.V112.3000
570715000000161001 | 2012-03-02 | 3000 | 101 | 79.5 | SIEMENS | SWT 3.0-101 | 326 | Kalundborg | LAND | Lerchenborg Hdg., Årby | 1a | 629598.24 | 6169596.28 | SDFE2018 | 30560347 | SIEMENS SWT 3.0-101 | Siemens.SWT.3.0.101
570715000000161018 | 2012-03-09 | 3000 | 101 | 79.5 | SIEMENS | SWT 3.0-101 | 326 | Kalundborg | LAND | Lerchenborg Hdg., Årby | 1a | 629303.16 | 6169767.03 | SDFE2018 | 60560358 | SIEMENS SWT 3.0-101 | Siemens.SWT.3.0.101
570715000000161025 | 2012-02-23 | 3000 | 101 | 79.5 | SIEMENS | SWT 3.0-101 | 326 | Kalundborg | LAND | Lerchenborg Hdg.,Årby | 1a | 629893 | 6169425.74 | SDFE2018 | 60560360 | SIEMENS SWT 3.0-101 | Siemens.SWT.3.0.101
570715000000161032 | 2012-03-15 | 3000 | 101 | 79.5 | SIEMENS | SWT 3.0-101 | 326 | Kalundborg | LAND | Lerchenborg Hdg. Årby | 1a | 629007.95 | 6169937.83 | SDFE2018 | 60560371 | SIEMENS SWT 3.0-101 | Siemens.SWT.3.0.101
570715000000161049 | 2012-03-26 | 3000 | 101 | 79.5 | SIEMENS | SWT 3.0-101 | 326 | Kalundborg | LAND | Lerchenborg Hdg., Årby | 1a | 628418.33 | 6170279.27 | SDFE2018 | 60560375 | SIEMENS SWT 3.0-101 | Siemens.SWT.3.0.101
570715000000161056 | 2012-03-20 | 3000 | 101 | 79.5 | SIEMENS | SWT 3.0-101 | 326 | Kalundborg | LAND | Lerchenborg Hdg., Årby | 1a | 628713.86 | 6170108.53 | SDFE2018 | 60560373 | SIEMENS SWT 3.0-101 | Siemens.SWT.3.0.101
571313174000602109 | 2012-05-01 | 3000 | 101 | 89.5 | Ukendt | Ukendt | 326 | Kalundborg | LAND | Kragerupgård Hdg., Ørslev | 1g | 651590.44 | 6153075.88 | SDFE2018 | 60574893 | Ukendt Ukendt | 0
571313174000602116 | 2012-04-30 | 3000 | 101 | 89.5 | Ukendt | Ukendt | 326 | Kalundborg | LAND | Kragerupgård Hdg, Ørslev | 1g | 651333.24 | 6153241.69 | SDFE2018 | 60574895 | Ukendt Ukendt | 0
571313174000602123 | 2012-04-17 | 3000 | 101 | 89.5 | Ukendt | Ukendt | 326 | Kalundborg | LAND | Kragerupgård Hdg., Ørslev | 1g | 651075.55 | 6153407.4 | SDFE2018 | 60574897 | Ukendt Ukendt | 0
571313174000602130 | 2012-05-09 | 3000 | 101 | 89.5 | Ukendt | Ukendt | 326 | Kalundborg | LAND | Kragerupgård Hdg., Ørslev | 1g | 651847.4 | 6152910.44 | SDFE2018 | 60574899 | Ukendt Ukendt | 0
571313174000602147 | 2012-05-10 | 3000 | 101 | 89.5 | Ukendt | Ukendt | 326 | Kalundborg | LAND | Kragerupgård Hdg., Ørslev | 1g | 652105.4 | 6152744.57 | SDFE2018 | 60574901 | Ukendt Ukendt | 0
571313174000602154 | 2012-05-16 | 3000 | 101 | 89.5 | Ukendt | Ukendt | 326 | Kalundborg | LAND | Kragerupgård Hdg., Ørslev | 1g | 652358.82 | 6152578.59 | SDFE2018 | 60574903 | Ukendt Ukendt | 0
570715000000088650 | 2009-10-28 | 3000 | 90 | 80 | Vestas Wind Systems A/S | V 90 3 | 330 | Slagelse | HAV | Ukendt | 0 | 625628 | 6135118.11 | GST, 18-02-2013 | 1 | Vestas Wind Systems A/S V 90 3 | Vestas.V90.3000
570715000000088674 | 2009-10-28 | 3000 | 90 | 80 | Vestas Wind Systems A/S | V 90 3 | 330 | Slagelse | HAV | Ukendt | 0 | 625193.19 | 6135007.6 | GST, 18-02-2013 | 1 | Vestas Wind Systems A/S V 90 3 | Vestas.V90.3000
570715000000088681 | 2009-10-28 | 3000 | 90 | 80 | Vestas Wind Systems A/S | V 90 3 | 330 | Slagelse | HAV | Ukendt | 0 | 624757.19 | 6134897.6 | GST, 18-02-2013 | 1 | Vestas Wind Systems A/S V 90 3 | Vestas.V90.3000
570715000000088698 | 2009-10-28 | 3000 | 90 | 80 | Vestas Wind Systems A/S | V 90 3 | 330 | Slagelse | HAV | Ukendt | 0 | 624321.12 | 6134788.11 | GST, 18-02-2013 | 1 | Vestas Wind Systems A/S V 90 3 | Vestas.V90.3000
570715000000088704 | 2009-10-28 | 3000 | 90 | 80 | Vestas Wind Systems A/S | V 90 3 | 330 | Slagelse | HAV | Ukendt | 0 | 623885.19 | 6134677.61 | GST, 18-02-2013 | 1 | Vestas Wind Systems A/S V 90 3 | Vestas.V90.3000
570715000000088711 | 2009-10-28 | 3000 | 90 | 80 | Vestas Wind Systems A/S | V 90 3 | 330 | Slagelse | HAV | Ukendt | 0 | 623448.19 | 6134567.6 | GST, 18-02-2013 | 1 | Vestas Wind Systems A/S V 90 3 | Vestas.V90.3000
570715000000088728 | 2009-10-28 | 3000 | 90 | 80 | Vestas Wind Systems A/S | V 90 3 | 330 | Slagelse | HAV | Ukendt | 0 | 623011.94 | 6134457.11 | GST, 18-02-2013 | 1 | Vestas Wind Systems A/S V 90 3 | Vestas.V90.3000
570714700000105845 | 2002-12-21 | 3000 | 90 | 80 | Vestas Wind Systems A/S | V 90-3 MW | 360 | Lolland | LAND | Savnsø Vig, Vestenskov | 1i | 635589.29 | 6076241.83 | SDFE2018 | 2001376 | Vestas Wind Systems A/S V 90-3 MW | Vestas.V90.3000
570714700000105852 | 2002-12-21 | 3000 | 90 | 80 | Vestas Wind Systems A/S | V 90-3 MW | 360 | Lolland | LAND | Savnsø Vig, Vestenskov | 1i | 635437.62 | 6076487.46 | SDFE2018 | 2001372 | Vestas Wind Systems A/S V 90-3 MW | Vestas.V90.3000
570714700000105869 | 2002-12-21 | 3000 | 90 | 80 | Vestas Wind Systems A/S | V 90-3 MW | 360 | Lolland | LAND | Savnsø Vig, Vestenskov | 1i | 635286.52 | 6076731.89 | SDFE2018 | 2001371 | Vestas Wind Systems A/S V 90-3 MW | Vestas.V90.3000
571313174000787301 | 2014-01-31 | 3000 | 113 | 93 | SIEMENS | SWT-3.0-113 DD | 360 | Lolland | LAND | Utterslev by, Utterslev | 10a | 638899.6 | 6090476.33 | SDFE2018 | 60701737 | SIEMENS SWT-3.0-113 DD | Siemens.SWT.3.0.101
571313174000787318 | 2014-02-06 | 3000 | 113 | 93 | SIEMENS | SWT-3.0-113 DD | 360 | Lolland | LAND | Utterslev by, Utterslev | 10a | 639037 | 6090156 | SDFE2018 | 60701741 | SIEMENS SWT-3.0-113 DD | Siemens.SWT.3.0.101
571313174000787325 | 2014-01-31 | 3000 | 113 | 93 | SIEMENS | SWT-3.0-113 DD | 360 | Lolland | LAND | Utterslev by, Utterslev | 10a | 639176.6 | 6089833.16 | SDFE2018 | 60701743 | SIEMENS SWT-3.0-113 DD | Siemens.SWT.3.0.101
571313174000787370 | 2014-02-07 | 3000 | 113 | 93 | SIEMENS | SWT-3.0-113 DD | 360 | Lolland | LAND | Tjørneby By, Utterslev | 9 | 639315 | 6089511 | SDFE2018 | 60701745 | SIEMENS SWT-3.0-113 DD | Siemens.SWT.3.0.101
571313174000787387 | 2014-02-24 | 3000 | 113 | 93 | SIEMENS | SWT-3.0-113 DD | 360 | Lolland | LAND | Utterslev By, Utterslev | 10a | 639454 | 6089190 | SDFE2018 | 60701747 | SIEMENS SWT-3.0-113 DD | Siemens.SWT.3.0.101
571313174000799045 | 2014-10-02 | 3000 | 101 | 89.5 | SIEMENS | SWT 3.0-101 | 360 | Lolland | LAND | Søllestedgård, Søllested | 1n | 647897 | 6078512 | SDFE2018 | 60709673 | SIEMENS SWT 3.0-101 | Siemens.SWT.3.0.101
571313174000799052 | 2014-09-30 | 3000 | 101 | 89.5 | SIEMENS | SWT 3.0-101 | 360 | Lolland | LAND | Søllestedgård, Søllested | 1n | 647806 | 6078870 | SDFE2018 | 60709669 | SIEMENS SWT 3.0-101 | Siemens.SWT.3.0.101
571313174000799069 | 2014-09-22 | 3000 | 101 | 89.5 | SIEMENS | SWT 3.0-101 | 360 | Lolland | LAND | Søllestedgård, Søllested | 1n | 647715 | 6079228 | SDFE2018 | 60709677 | SIEMENS SWT 3.0-101 | Siemens.SWT.3.0.101
570715000000091834 | 2010-12-20 | 3000 | 101 | 90 | SIEMENS | SWT 3.0-101 | 482 | Langeland | LAND | Lejbølle by, Bøstrup | 16q | 621401.99 | 6099065.87 | SDFE2018 | 32565103 | SIEMENS SWT 3.0-101 | Siemens.SWT.3.0.101
570715000000091896 | 2011-01-03 | 3000 | 101 | 80 | SIEMENS | SWT 3.0-101 | 482 | Langeland | LAND | Lejbølle by, Bøstrup | 13f | 621331.91 | 6098747.69 | SDFE2018 | 32565105 | SIEMENS SWT 3.0-101 | Siemens.SWT.3.0.101
570715000000103582 | 2010-12-27 | 3000 | 101 | 80 | SIEMENS | SWT 3.0-101 | 482 | Langeland | LAND | Lejbølle by, Bøstrup | 6q | 621261.14 | 6098428.77 | SDFE2018 | 32565102 | SIEMENS SWT 3.0-101 | Siemens.SWT.3.0.101
570715000000601309 | 2012-11-20 | 3000 | 90 | 80 | Vestas Wind Systems A/S | V 90-3 MW | 530 | Billund | LAND | Gilbjerg By, Hejnsvig | 1a | 503496.19 | 6169445.68 | SDFE2018 | 344238861 | Vestas Wind Systems A/S V 90-3 MW | Vestas.V90.3000
570715000000601316 | 2012-11-20 | 3000 | 90 | 80 | Vestas Wind Systems A/S | V 90-3 MW | 530 | Billund | LAND | Gilbjerg By, Hejnsvig | 1a | 503231.91 | 6169583.76 | SDFE2018 | 344238864 | Vestas Wind Systems A/S V 90-3 MW | Vestas.V90.3000
570715000000601323 | 2012-11-21 | 3000 | 90 | 80 | Vestas Wind Systems A/S | V 90-3 MW | 530 | Billund | LAND | Gilbjerg By, Hejnsvig | 3a | 502968.3 | 6169720.72 | SDFE2018 | 344238865 | Vestas Wind Systems A/S V 90-3 MW | Vestas.V90.3000
570715000000601330 | 2012-11-20 | 3000 | 90 | 80 | Vestas Wind Systems A/S | V 90-3 MW | 530 | Billund | LAND | Gilbjerg By, Hejnsvig | 2o | 502702.81 | 6169860.47 | SDFE2018 | 344238866 | Vestas Wind Systems A/S V 90-3 MW | Vestas.V90.3000
570715000000650505 | 2012-12-16 | 3000 | 101 | 89.5 | SIEMENS | SWT 3.0-101 | 573 | Varde | LAND | Ovnbøl by, Thorstrup | 3f | 470396.58 | 6171374.46 | SDFE2018 | 344238870 | SIEMENS SWT 3.0-101 | Siemens.SWT.3.0.101
570715000000650703 | 2012-12-12 | 3000 | 101 | 89.5 | SIEMENS | SWT 3.0-101 | 573 | Varde | LAND | Ovnbøl by, Thorstrup | 5c | 470144.36 | 6171563.76 | SDFE2018 | 344238871 | SIEMENS SWT 3.0-101 | Siemens.SWT.3.0.101
570715000000651342 | 2012-12-17 | 3000 | 101 | 89.5 | SIEMENS | SWT 3.0-101 | 573 | Varde | LAND | Ovnbøl by, Thorstrup | 4g | 469894.23 | 6171752.49 | SDFE2018 | 344238872 | SIEMENS SWT 3.0-101 | Siemens.SWT.3.0.101
570715000000651779 | 2012-12-18 | 3000 | 101 | 89.5 | SIEMENS | SWT 3.0-101 | 573 | Varde | LAND | Ovnbøl by, Thorstrup | 6i | 469642.7 | 6171943.38 | SDFE2018 | 344238873 | SIEMENS SWT 3.0-101 | Siemens.SWT.3.0.101
570715000000095436 | 2010-12-10 | 3000 | 90 | 80 | Vestas Wind Systems A/S | V 90-3 MW | 580 | Aabenraa | LAND | Rens Burkal | 254 | 504286.38 | 6080646.72 | SDFE2018 | 44197341 | Vestas Wind Systems A/S V 90-3 MW | Vestas.V90.3000
570715000000095443 | 2010-12-20 | 3000 | 90 | 80 | Vestas Wind Systems A/S | V 90-3 MW | 580 | Aabenraa | LAND | Rens Burkal | 682 | 503915.3 | 6080732.18 | SDFE2018 | 44197342 | Vestas Wind Systems A/S V 90-3 MW | Vestas.V90.3000
570715000000095450 | 2010-12-10 | 3000 | 90 | 80 | Vestas Wind Systems A/S | V 90-3 MW | 580 | Aabenraa | LAND | Rens Burkal | 762 | 503544.91 | 6080817.87 | SDFE2018 | 44197343 | Vestas Wind Systems A/S V 90-3 MW | Vestas.V90.3000
570715000000097461 | 2010-12-10 | 3000 | 90 | 80 | Vestas Wind Systems A/S | V 90-3 MW | 580 | Aabenraa | LAND | Rens Burkal | 171 | 503173.12 | 6080903.76 | SDFE2018 | 44197344 | Vestas Wind Systems A/S V 90-3 MW | Vestas.V90.3000
570715000000097478 | 2010-12-10 | 3000 | 90 | 80 | Vestas Wind Systems A/S | V 90-3 MW | 580 | Aabenraa | LAND | Rens Burkal | 639 | 502802.93 | 6080989.34 | SDFE2018 | 44197345 | Vestas Wind Systems A/S V 90-3 MW | Vestas.V90.3000
570715000001279507 | 2013-05-08 | 3000 | 90 | 80 | Vestas Wind Systems A/S | V 90-3 MW | 657 | Herning | LAND | Kibæk By, Assing | 70bc | 486844.91 | 6206735.5 | SDFE2018 | 4049196 | Vestas Wind Systems A/S V 90-3 MW | Vestas.V90.3000
570715000001282224 | 2013-05-10 | 3000 | 90 | 80 | Vestas Wind Systems A/S | V 90-3 MW | 657 | Herning | LAND | Kibæk By, Assing | 10az | 486615.69 | 6206871.66 | SDFE2018 | 4049201 | Vestas Wind Systems A/S V 90-3 MW | Vestas.V90.3000
570715000001282231 | 2013-05-14 | 3000 | 90 | 80 | Vestas Wind Systems A/S | V 90-3 MW | 657 | Herning | LAND | Kibæk By, Assing | 10aæ | 486386.81 | 6207007.66 | SDFE2018 | 4049203 | Vestas Wind Systems A/S V 90-3 MW | Vestas.V90.3000
570715000000087097 | 2009-12-02 | 3000 | 90 | 80 | Vestas Wind Systems A/S | 3 MW | 665 | Lemvig | LAND | Nees By, Nees | 2i | 453877.94 | 6248434.94 | SDFE2018 | 40208386 | Vestas Wind Systems A/S 3 MW | Vestas.V112.3000
570715000000087103 | 2009-12-17 | 3000 | 90 | 80 | Vestas Wind Systems A/S | 3 MW | 665 | Lemvig | LAND | Nees By, Nees | 2af | 453536.43 | 6248462.74 | SDFE2018 | 40202387 | Vestas Wind Systems A/S 3 MW | Vestas.V112.3000
570715000000087110 | 2009-12-07 | 3000 | 90 | 80 | Vestas Wind Systems A/S | 3 MW | 665 | Lemvig | LAND | Nees By, Nees | 2cz | 453205.25 | 6248489.55 | SDFE2018 | 40202388 | Vestas Wind Systems A/S 3 MW | Vestas.V112.3000
570715000000176180 | 2012-05-21 | 3000 | 101 | 79.5 | SIEMENS | SWT 3.0-101 | 671 | Struer | LAND | Kvistrup Hgd. Gimsing | 1r | 476862.02 | 6257044.55 | SDFE2018 | 40227 | SIEMENS SWT 3.0-101 | Siemens.SWT.3.0.101
570715000000176517 | 2012-05-24 | 3000 | 101 | 79.5 | SIEMENS | SWT 3.0-101 | 671 | Struer | LAND | Kvistrup Hgd. Gimsing | 1bk | 476799.9 | 6257303.12 | SDFE2018 | 40228 | SIEMENS SWT 3.0-101 | Siemens.SWT.3.0.101
570715000000176524 | 2012-05-28 | 3000 | 101 | 79.5 | SIEMENS | SWT 3.0-101 | 671 | Struer | LAND | Kvistrup Hgd., Gimsing | 1bk | 476735.88 | 6257559.03 | SDFE2018 | 40229 | SIEMENS SWT 3.0-101 | Siemens.SWT.3.0.101
570715000001291813 | 2013-07-01 | 3000 | 113 | 89.5 | SIEMENS | SWT 3.0-101 | 756 | Ikast-Brande | LAND | Dørslund By, Brande | 4c | 508044.94 | 6203063.59 | SDFE2018 | 16109 | SIEMENS SWT 3.0-101 | Siemens.SWT.3.0.101
570715000001291875 | 2013-07-01 | 3000 | 113 | 89.5 | SIEMENS | SWT 3.0-101 | 756 | Ikast-Brande | LAND | Dørslund By, Brande | 4e | 507848.19 | 6203353.7 | SDFE2018 | 16110 | SIEMENS SWT 3.0-101 | Siemens.SWT.3.0.101
570715000001291998 | 2013-07-03 | 3000 | 108 | 89.5 | SIEMENS | SWT 3.0-101 | 756 | Ikast-Brande | LAND | Dørslund By, Brande | 3p | 507456.11 | 6203941.81 | SDFE2018 | 16112 | SIEMENS SWT 3.0-101 | Siemens.SWT.3.0.101
570715000000086793 | 2009-09-25 | 3000 | 90 | 80 | Vestas Wind Systems A/S | V 90 3 | 760 | Ringkøbing-Skjern | LAND | Kelstrup | 5e | 472483.66 | 6201619.99 | SDFE2018 | 27023266 | Vestas Wind Systems A/S V 90 3 | Vestas.V90.3000
570715000000087158 | 2009-09-29 | 3000 | 90 | 80 | Vestas Wind Systems A/S | V 90 3 | 760 | Ringkøbing-Skjern | LAND | Kelstrup | 4i | 472436.92 | 6201886.98 | SDFE2018 | 27023268 | Vestas Wind Systems A/S V 90 3 | Vestas.V90.3000
570715000000087165 | 2009-09-25 | 3000 | 90 | 80 | Vestas Wind Systems A/S | V 90 3 | 760 | Ringkøbing-Skjern | LAND | Kelstrup | 5e | 472389.71 | 6202153.63 | SDFE2018 | 27023270 | Vestas Wind Systems A/S V 90 3 | Vestas.V90.3000
570715000000090899 | 2010-06-29 | 3000 | 90 | 80 | Vestas Wind Systems A/S | V 90 3 | 760 | Ringkøbing-Skjern | LAND | Søgård hdg., Nysogn | 98h | 452308.05 | 6220383.75 | SDFE2018 | 85095 | Vestas Wind Systems A/S V 90 3 | Vestas.V90.3000
570715000000090905 | 2010-07-02 | 3000 | 90 | 80 | Vestas Wind Systems A/S | V 90 3 | 760 | Ringkøbing-Skjern | LAND | Søgård hdg., Nysogn | 93e | 452293.95 | 6220065.05 | SDFE2018 | 85096 | Vestas Wind Systems A/S V 90 3 | Vestas.V90.3000
570715000000090912 | 2010-06-23 | 3000 | 90 | 80 | Vestas Wind Systems A/S | V 90 3 | 760 | Ringkøbing-Skjern | LAND | Søgård hdg., Nysogn | 309a | 452280.18 | 6219747.06 | SDFE2018 | 85097 | Vestas Wind Systems A/S V 90 3 | Vestas.V90.3000
570715000000090929 | 2010-06-29 | 3000 | 90 | 80 | Vestas Wind Systems A/S | V 90 3 | 760 | Ringkøbing-Skjern | LAND | Strandgårde Gammelsogn | 11k | 452266.08 | 6219428.81 | SDFE2018 | 85098 | Vestas Wind Systems A/S V 90 3 | Vestas.V90.3000
570715000000090936 | 2010-06-24 | 3000 | 90 | 80 | Vestas Wind Systems A/S | V 90 3 | 760 | Ringkøbing-Skjern | LAND | Strandgårde Gammelsogn | 14l | 452252.39 | 6219119.56 | SDFE2018 | 85099 | Vestas Wind Systems A/S V 90 3 | Vestas.V90.3000
570715000000095252 | 2010-12-21 | 3000 | 90 | 80 | Vestas Wind Systems A/S | V 90-3 MW | 760 | Ringkøbing-Skjern | LAND | Bandbøl By, Hemmet | 5h | 457700.12 | 6190144.57 | SDFE2018 | 344237340 | Vestas Wind Systems A/S V 90-3 MW | Vestas.V90.3000
570715000000095283 | 2010-12-21 | 3000 | 90 | 80 | Vestas Wind Systems A/S | V 90-3 MW | 760 | Ringkøbing-Skjern | LAND | Bandbøl By, Hemmet | 21f | 457554.25 | 6190474.47 | SDFE2018 | 344237341 | Vestas Wind Systems A/S V 90-3 MW | Vestas.V90.3000
570715000000095290 | 2010-12-21 | 3000 | 90 | 80 | Vestas Wind Systems A/S | V 90-3 MW | 760 | Ringkøbing-Skjern | LAND | Nr. Bork By, Nr. Bork | 85 | 457408.4 | 6190803.54 | SDFE2018 | 344237342 | Vestas Wind Systems A/S V 90-3 MW | Vestas.V90.3000
570715000000095306 | 2010-12-22 | 3000 | 90 | 80 | Vestas Wind Systems A/S | V 90-3 MW | 760 | Ringkøbing-Skjern | LAND | Bandsbøl By, Hemmet | 8e | 457928.12 | 6190509.08 | SDFE2018 | 344237343 | Vestas Wind Systems A/S V 90-3 MW | Vestas.V90.3000
570715000000095313 | 2010-12-21 | 3000 | 90 | 80 | Vestas Wind Systems A/S | V 90-3 MW | 760 | Ringkøbing-Skjern | LAND | Bandsbøl By, Hemmet | 16d | 457782.31 | 6190836.78 | SDFE2018 | 344237344 | Vestas Wind Systems A/S V 90-3 MW | Vestas.V90.3000
570715000000095320 | 2010-12-21 | 3000 | 90 | 80 | Vestas Wind Systems A/S | V 90-3 MW | 760 | Ringkøbing-Skjern | LAND | Bandsbøl By, Hemmet | 55a | 457634.66 | 6191173.24 | SDFE2018 | 344237345 | Vestas Wind Systems A/S V 90-3 MW | Vestas.V90.3000
570715000000095337 | 2010-12-17 | 3000 | 90 | 80 | Vestas Wind Systems A/S | V 90-3 MW | 760 | Ringkøbing-Skjern | LAND | Ådum Kirkeby | 3b | 474857.16 | 6194137.61 | SDFE2018 | 344237346 | Vestas Wind Systems A/S V 90-3 MW | Vestas.V90.3000
570715000000095344 | 2010-12-16 | 3000 | 90 | 80 | Vestas Wind Systems A/S | V 90-3 MW | 760 | Ringkøbing-Skjern | LAND | Ådum Kirkeby | 7a | 474599.76 | 6194268.31 | Stamdata | 344237347 | Vestas Wind Systems A/S V 90-3 MW | Vestas.V90.3000
570715000000095368 | 2010-12-16 | 3000 | 90 | 80 | Vestas Wind Systems A/S | V 90-3 MW | 760 | Ringkøbing-Skjern | LAND | Ådum Kirkeby | 7f | 474343.77 | 6194406.23 | Stamdata | 344237348 | Vestas Wind Systems A/S V 90-3 MW | Vestas.V90.3000
570715000000095375 | 2010-12-16 | 3000 | 90 | 80 | Vestas Wind Systems A/S | V 90-3 MW | 760 | Ringkøbing-Skjern | LAND | Ådum Kirkeby | 8e | 474089.44 | 6194538.52 | Stamdata | 344237349 | Vestas Wind Systems A/S V 90-3 MW | Vestas.V90.3000
570715000000095382 | 2010-12-16 | 3000 | 90 | 80 | Vestas Wind Systems A/S | V 90-3 MW | 760 | Ringkøbing-Skjern | LAND | Ådum Kirkeby | 3d | 474674.83 | 6193879.04 | Stamdata | 344237350 | Vestas Wind Systems A/S V 90-3 MW | Vestas.V90.3000
570715000000095399 | 2010-12-16 | 3000 | 90 | 80 | Vestas Wind Systems A/S | V 90-3 MW | 760 | Ringkøbing-Skjern | LAND | Ådum Kirkeby | 7a | 474398.01 | 6194015.3 | Stamdata | 344237351 | Vestas Wind Systems A/S V 90-3 MW | Vestas.V90.3000
570715000000095405 | 2010-12-15 | 3000 | 90 | 80 | Vestas Wind Systems A/S | V 90-3 MW | 760 | Ringkøbing-Skjern | LAND | Ådum Kirkeby | 8a | 474134.26 | 6194144.52 | SDFE2018 | 344237352 | Vestas Wind Systems A/S V 90-3 MW | Vestas.V90.3000
570715000000095412 | 2010-12-16 | 3000 | 90 | 80 | Vestas Wind Systems A/S | V 90-3 MW | 760 | Ringkøbing-Skjern | LAND | Ådum Kirkeby | 6c | 473871.16 | 6194272.61 | Stamdata | 344237353 | Vestas Wind Systems A/S V 90-3 MW | Vestas.V90.3000
570715000000106743 | 2011-06-29 | 3000 | 101 | 90 | SIEMENS | SWT 3.0-101 | 760 | Ringkøbing-Skjern | LAND | Barde By, Vorgod | 6r | 479963.08 | 6220755.14 | SDFE2018 | 4031973 | SIEMENS SWT 3.0-101 | Siemens.SWT.3.0.101
570715000000106750 | 2011-06-16 | 3000 | 101 | 90 | SIEMENS | SWT 3.0-101 | 760 | Ringkøbing-Skjern | LAND | Barde By, Vorgod | 7t | 479732.85 | 6220945.79 | SDFE2018 | 4031974 | SIEMENS SWT 3.0-101 | Siemens.SWT.3.0.101
570715000000106774 | 2011-06-06 | 3000 | 101 | 90 | SIEMENS | SWT 3.0-101 | 760 | Ringkøbing-Skjern | LAND | Barde By, Vorgod | 7t | 479502.91 | 6221137 | SDFE2018 | 4031975 | SIEMENS SWT 3.0-101 | Siemens.SWT.3.0.101
570715000000106842 | 2011-06-30 | 3000 | 101 | 90 | SIEMENS | SWT 3.0-101 | 760 | Ringkøbing-Skjern | LAND | Barde By, Vorgod | 6r | 480422.35 | 6220373.68 | SDFE2018 | 4031971 | SIEMENS SWT 3.0-101 | Siemens.SWT.3.0.101
570715000000106859 | 2011-03-04 | 3000 | 101 | 90 | SIEMENS | SWT 3.0-101 | 760 | Ringkøbing-Skjern | LAND | Barde By, Vorgod | 6r | 480192.68 | 6220564.35 | SDFE2018 | 4031972 | SIEMENS SWT 3.0-101 | Siemens.SWT.3.0.101
571313134808513816 | 2013-08-12 | 3000 | 90 | 80 | Vestas Wind Systems A/S | V 90-3 MW | 760 | Ringkøbing-Skjern | LAND | den østlige del, Falster | 10ai | 479023.36 | 6207801.74 | SDFE2018 | 85138 | Vestas Wind Systems A/S V 90-3 MW | Vestas.V90.3000
571313134808513915 | 2013-08-13 | 3000 | 90 | 80 | Vestas Wind Systems A/S | V 90-3 MW | 760 | Ringkøbing-Skjern | LAND | den østlige del, Falster | 10ai | 479344.29 | 6207695.81 | SDFE2018 | 85139 | Vestas Wind Systems A/S V 90-3 MW | Vestas.V90.3000
571313134808514011 | 2013-08-14 | 3000 | 90 | 80 | Vestas Wind Systems A/S | V 90-3 MW | 760 | Ringkøbing-Skjern | LAND | den østlige del, Falster | 12b | 479666.13 | 6207588.5 | SDFE2018 | 85140 | Vestas Wind Systems A/S V 90-3 MW | Vestas.V90.3000
571313134808514516 | 2013-10-07 | 3000 | 101 | 89.5 | SIEMENS | SWT 3.0-101 | 760 | Ringkøbing-Skjern | LAND | Videbæk by, Videbæk | 1apz | 475881.22 | 6218681.7 | SDFE2018 | 85145 | SIEMENS SWT 3.0-101 | Siemens.SWT.3.0.101
571313134808514615 | 2013-10-03 | 3000 | 101 | 89.5 | SIEMENS | SWT 3.0-101 | 760 | Ringkøbing-Skjern | LAND | Videbæk by, Videbæk | 1apæ | 476260.56 | 6218711.87 | SDFE2018 | 85146 | SIEMENS SWT 3.0-101 | Siemens.SWT.3.0.101
571313134808514714 | 2013-10-01 | 3000 | 101 | 89.5 | SIEMENS | SWT 3.0-101 | 760 | Ringkøbing-Skjern | LAND | Videbæk by, Videbæk | 1apø | 476639.01 | 6218741.59 | SDFE2018 | 85147 | SIEMENS SWT 3.0-101 | Siemens.SWT.3.0.101
571313134808514813 | 2013-10-01 | 3000 | 101 | 89.5 | SIEMENS | SWT 3.0-101 | 760 | Ringkøbing-Skjern | LAND | Videbæk by, Videbæk | 3hh | 477018.81 | 6218772.05 | SDFE2018 | 85148 | SIEMENS SWT 3.0-101 | Siemens.SWT.3.0.101
571313134808517418 | 2015-11-26 | 3000 | 90 | 80 | Vestas Wind Systems A/S | V 90-3 MW | 760 | Ringkøbing-Skjern | LAND | Søgård Hgd., Nysogn | 155c | 452793.37 | 6220184.11 | SDFE2018 | 85174 | Vestas Wind Systems A/S V 90-3 MW | Vestas.V90.3000
571313134808517517 | 2015-12-29 | 3000 | 90 | 80 | Vestas Wind Systems A/S | V 90-3 MW | 760 | Ringkøbing-Skjern | LAND | Søgård Hgd., Nysogn | 3cc | 452781.72 | 6219864.72 | SDFE2018 | 85175 | Vestas Wind Systems A/S V 90-3 MW | Vestas.V90.3000
571313134808517616 | 2015-12-07 | 3000 | 90 | 80 | Vestas Wind Systems A/S | V 90-3 MW | 760 | Ringkøbing-Skjern | LAND | Søgård Hgd., Nysogn | 23s | 452769.21 | 6219544.64 | SDFE2018 | 85176 | Vestas Wind Systems A/S V 90-3 MW | Vestas.V90.3000
571313134808517715 | 2015-12-16 | 3000 | 90 | 80 | Vestas Wind Systems A/S | V 90-3 MW | 760 | Ringkøbing-Skjern | LAND | Søgård Hgd., Nysogn | 9as | 452756.84 | 6219225.23 | SDFE2018 | 85177 | Vestas Wind Systems A/S V 90-3 MW | Vestas.V90.3000
571313134808517814 | 2015-12-18 | 3000 | 90 | 80 | Vestas Wind Systems A/S | V 90-3 MW | 760 | Ringkøbing-Skjern | LAND | Søgård Hgd., Nysogn | 9at | 452744.83 | 6218905.86 | SDFE2018 | 85178 | Vestas Wind Systems A/S V 90-3 MW | Vestas.V90.3000
570715000001408501 | 2014-12-01 | 3000 | 101 | 89.5 | SIEMENS | SWT 3.0-101 | 773 | Morsø | LAND | Outrup By, Outrup | 1ar | 479806.4 | 6291340.41 | SDFE2018 | 225322 | SIEMENS SWT 3.0-101 | Siemens.SWT.3.0.101
570715000001408518 | 2014-11-23 | 3000 | 101 | 89.5 | SIEMENS | SWT 3.0-101 | 773 | Morsø | LAND | Outrup By, Outrup | 1ar | 479625.1 | 6291025.88 | SDFE2018 | 225324 | SIEMENS SWT 3.0-101 | Siemens.SWT.3.0.101
570715000001408525 | 2014-11-17 | 3000 | 101 | 89.5 | SIEMENS | SWT 3.0-101 | 773 | Morsø | LAND | Rakke By, Rakkeby | 8g | 479376.76 | 6290759.65 | SDFE2018 | 225326 | SIEMENS SWT 3.0-101 | Siemens.SWT.3.0.101
570715000001408532 | 2014-11-17 | 3000 | 101 | 89.5 | SIEMENS | SWT 3.0-101 | 773 | Morsø | LAND | Redsted By, Redstedby | 4k | 479056 | 6290542.56 | SDFE2018 | 225328 | SIEMENS SWT 3.0-101 | Siemens.SWT.3.0.101
570715000001408549 | 2014-12-16 | 3000 | 101 | 89.5 | SIEMENS | SWT 3.0-101 | 773 | Morsø | LAND | Redsted By, Redstedby | 6ak | 478690.46 | 6290407.3 | SDFE2018 | 225330 | SIEMENS SWT 3.0-101 | Siemens.SWT.3.0.101
570715000001408556 | 2014-12-08 | 3000 | 101 | 89.5 | SIEMENS | SWT 3.0-101 | 773 | Morsø | LAND | Redsted By, Redstedby | 1am | 478303.38 | 6290362.46 | SDFE2018 | 225332 | SIEMENS SWT 3.0-101 | Siemens.SWT.3.0.101
570715000000564864 | 2012-11-19 | 3000 | 101 | 89.5 | SIEMENS | SWT 3.0-101 | 779 | Skive | LAND | Østergård Hgd., Åsted | 1aø | 499432.97 | 6290695.01 | SDFE2018 | 4043124 | SIEMENS SWT 3.0-101 | Siemens.SWT.3.0.101
570715000000565014 | 2012-11-19 | 3000 | 101 | 89.5 | SIEMENS | SWT 3.0-101 | 779 | Skive | LAND | Østergård Hgd., Åsted | 1ba | 499754.57 | 6290490.65 | SDFE2018 | 4043125 | SIEMENS SWT 3.0-101 | Siemens.SWT.3.0.101
570715000000565137 | 2012-11-23 | 3000 | 101 | 89.5 | SIEMENS | SWT 3.0-101 | 779 | Skive | LAND | Østergård Hgd., Åsted | 1bb | 500076.73 | 6290286.3 | SDFE2018 | 4043127 | SIEMENS SWT 3.0-101 | Siemens.SWT.3.0.101
570715000000565281 | 2012-11-27 | 3000 | 101 | 89.5 | SIEMENS | SWT 3.0-101 | 779 | Skive | LAND | Østergård Hgd., Åsted | 1bc | 500399.04 | 6290082.06 | SDFE2018 | 4043128 | SIEMENS SWT 3.0-101 | Siemens.SWT.3.0.101
571313113161548116 | 2013-12-03 | 3000 | 101 | 79.5 | SIEMENS | SWT 3.0-101 | 779 | Skive | LAND | Jens Jepsen Jørgens, Viumvej 21, 7870 Roslev | 2a | 498345.8 | 6281487.73 | SDFE2018 | 4050847 | SIEMENS SWT 3.0-101 | Siemens.SWT.3.0.101
571313113161548147 | 2013-12-03 | 3000 | 101 | 79.5 | SIEMENS | SWT 3.0-101 | 779 | Skive | LAND | Jens Jepsen Jørgens, Viumvej 21, 7870 Roslev | 13b | 498242.4 | 6281777.81 | SDFE2018 | 4050848 | SIEMENS SWT 3.0-101 | Siemens.SWT.3.0.101
571313113161548178 | 2013-12-03 | 3000 | 101 | 79.5 | SIEMENS | SWT 3.0-101 | 779 | Skive | LAND | Salling Entreprenørfirma AS Lysenvej 15 7870 Roslev | 9ø | 498136.32 | 6282073.12 | SDFE2018 | 4050849 | SIEMENS SWT 3.0-101 | Siemens.SWT.3.0.101
571313113161548208 | 2013-12-03 | 3000 | 101 | 79.5 | SIEMENS | SWT 3.0-101 | 779 | Skive | LAND | Gert Marcussen Viumvej 17 7870 Roslev | 9bh | 498031.46 | 6282367.94 | SDFE2018 | 4050850 | SIEMENS SWT 3.0-101 | Siemens.SWT.3.0.101
571313113161548239 | 2013-12-03 | 3000 | 101 | 79.5 | SIEMENS | SWT 3.0-101 | 779 | Skive | LAND | Jens Peter Nannerup Sallingsundvej 4 7870 Roslev | 4a | 497925.26 | 6282663.33 | SDFE2018 | 4050851 | SIEMENS SWT 3.0-101 | Siemens.SWT.3.0.101
571313113161556227 | 2013-10-31 | 3000 | 101 | 79.5 | SIEMENS | SWT 3.0-101 | 779 | Skive | LAND | Ll. Thorum By, Thorum | 3d | 502512.16 | 6290717.92 | SDFE2018 | 4052411 | SIEMENS SWT 3.0-101 | Siemens.SWT.3.0.101
571313113161556258 | 2013-10-31 | 3000 | 101 | 79.5 | SIEMENS | SWT 3.0-101 | 779 | Skive | LAND | Lindum By, Selde | 21c | 502291.56 | 6290982.78 | SDFE2018 | 4052412 | SIEMENS SWT 3.0-101 | Siemens.SWT.3.0.101
571313113161556289 | 2013-10-31 | 3000 | 101 | 79.5 | SIEMENS | SWT 3.0-101 | 779 | Skive | LAND | Lindum By, Selde | 21d | 502071.12 | 6291247.56 | SDFE2018 | 4052413 | SIEMENS SWT 3.0-101 | Siemens.SWT.3.0.101
571313113161556319 | 2013-10-31 | 3000 | 101 | 79.5 | SIEMENS | SWT 3.0-101 | 779 | Skive | LAND | Lindum By, Selde | 7m | 501860.4 | 6291500.45 | SDFE2018 | 4052414 | SIEMENS SWT 3.0-101 | Siemens.SWT.3.0.101
570715000000602795 | 2012-12-21 | 3000 | 90 | 80 | Vestas Wind Systems A/S | V 90-3 MW | 791 | Viborg | LAND | Hejring by, Klejtrup | 9a | 538710.99 | 6276088.03 | SDFE2018 | 560 | Vestas Wind Systems A/S V 90-3 MW | Vestas.V90.3000
570715000000603372 | 2012-12-19 | 3000 | 90 | 80 | Vestas Wind Systems A/S | V 90-3 MW | 791 | Viborg | LAND | Hejring by, Klejtrup | 9f | 538620.77 | 6276344.91 | SDFE2018 | 561 | Vestas Wind Systems A/S V 90-3 MW | Vestas.V90.3000
571313113161591112 | 2014-10-23 | 3000 | 101 | 89.5 | SIEMENS | SWT 3.0-101 | 791 | Viborg | LAND | Gammelstrup By, Gammelstrup | 1a | 511860.15 | 6261413.45 | SDFE2018 | 4059566 | SIEMENS SWT 3.0-101 | Siemens.SWT.3.0.101
571313113161591143 | 2014-10-28 | 3000 | 101 | 89.5 | SIEMENS | SWT 3.0-101 | 791 | Viborg | LAND | Gammelstrup By, Gammelstrup | 1a | 512124.01 | 6261791.12 | SDFE2018 | 4059567 | SIEMENS SWT 3.0-101 | Siemens.SWT.3.0.101
571313113161591174 | 2014-10-30 | 3000 | 101 | 89.5 | SIEMENS | SWT 3.0-101 | 791 | Viborg | LAND | Gammelstrup By, Gammelstrup | 1a | 512388.26 | 6262169.28 | SDFE2018 | 4059568 | SIEMENS SWT 3.0-101 | Siemens.SWT.3.0.101
571313103103586443 | 2013-10-01 | 3000 | 90 | 80 | Vestas Wind Systems A/S | V 90-3 MW | 810 | Brønderslev | LAND | Kvisselholtgård, Dronninglund | 1a | 581655 | 6342789 | SDFE2018 | 46206 | Vestas Wind Systems A/S V 90-3 MW | Vestas.V90.3000
571313103103586450 | 2013-10-01 | 3000 | 90 | 80 | Vestas Wind Systems A/S | V 90-3 MW | 810 | Brønderslev | LAND | Voergård Hgd., Voer | 1h | 581547.38 | 6343227.93 | SDFE2018 | 46207 | Vestas Wind Systems A/S V 90-3 MW | Vestas.V90.3000
571313103103586467 | 2013-10-01 | 3000 | 90 | 80 | Vestas Wind Systems A/S | V 90-3 MW | 810 | Brønderslev | LAND | Voergård Hgd., Voer | 1h | 581439 | 6343664 | SDFE2018 | 46205 | Vestas Wind Systems A/S V 90-3 MW | Vestas.V90.3000
571313103103586474 | 2013-10-01 | 3000 | 90 | 80 | Vestas Wind Systems A/S | V 90-3 MW | 810 | Brønderslev | LAND | Kvisselholtgård, Dronninglund | 1a | 582010 | 6342941 | SDFE2018 | 46208 | Vestas Wind Systems A/S V 90-3 MW | Vestas.V90.3000
571313103103586481 | 2013-10-01 | 3000 | 90 | 80 | Vestas Wind Systems A/S | V 90-3 MW | 810 | Brønderslev | LAND | Voergård Hgd., Voer | 1i | 581902 | 6343379 | SDFE2018 | 46209 | Vestas Wind Systems A/S V 90-3 MW | Vestas.V90.3000
571313103103586498 | 2013-10-01 | 3000 | 90 | 80 | Vestas Wind Systems A/S | V 90-3 MW | 810 | Brønderslev | LAND | Voergård Hgd., Voer | 1i | 581794 | 6343819 | SDFE2018 | 46210 | Vestas Wind Systems A/S V 90-3 MW | Vestas.V90.3000
570715000000057458 | 2002-12-03 | 3000 | 90 | 80 | Vestas Wind Systems A/S | V 90 3 | 813 | Frederikshavn | LAND | Frederikshavn Byggrunde | 507a | 593358.04 | 6368276.11 | SDFE2018 | 40171140 | Vestas Wind Systems A/S V 90 3 | Vestas.V90.3000
570715000000057472 | 2003-06-20 | 3000 | 90 | 80 | Vestas Wind Systems A/S | V 90 3 | 813 | Frederikshavn | HAV | Frederikshavn | maltrev | 593756.62 | 6367868.98 | SDFE2018 | 40188142 | Vestas Wind Systems A/S V 90 3 | Vestas.V90.3000
571313103103588461 | 2013-12-02 | 3000 | 90 | 80 | Vestas Wind Systems A/S | V 90-3 MW | 813 | Frederikshavn | LAND | Den Nordøstlige Del, Torslev | 2a | 579725.74 | 6359281.91 | SDFE2018 | 46351 | Vestas Wind Systems A/S V 90-3 MW | Vestas.V90.3000
571313103103588478 | 2013-12-02 | 3000 | 90 | 80 | Vestas Wind Systems A/S | V 90-3 MW | 813 | Frederikshavn | LAND | Den Nordøstlige Del, Torslev | 2a | 579483.7 | 6359439.3 | SDFE2018 | 46352 | Vestas Wind Systems A/S V 90-3 MW | Vestas.V90.3000
571313103103588485 | 2013-12-02 | 3000 | 90 | 80 | Vestas Wind Systems A/S | V 90-3 MW | 813 | Frederikshavn | LAND | Den Nordøstlige Del, Torslev | 18a | 579242.32 | 6359597.03 | SDFE2018 | 46353 | Vestas Wind Systems A/S V 90-3 MW | Vestas.V90.3000
571313103103588492 | 2013-12-02 | 3000 | 90 | 80 | Vestas Wind Systems A/S | V 90-3 MW | 813 | Frederikshavn | LAND | Den Nordøstlige Del, Torslev | 18a | 578997.81 | 6359756.08 | SDFE2018 | 46354 | Vestas Wind Systems A/S V 90-3 MW | Vestas.V90.3000
570715000000144219 | 2011-11-24 | 3000 | 90 | 80 | Vestas Wind Systems A/S | V 90-3 MW | 820 | Vesthimmerlands | LAND | Ll. Restrup Hdg. Hvam | 1 aæ | 532307.9 | 6282945.98 | SDFE2018 | 4036713 | Vestas Wind Systems A/S V 90-3 MW | Vestas.V90.3000
570715000000144233 | 2011-11-26 | 3000 | 90 | 80 | Vestas Wind Systems A/S | V 90-3 MW | 820 | Vesthimmerlands | LAND | Ll. Restrup Hdg. Hvam | 1 az | 532146.16 | 6282627.88 | SDFE2018 | 4036714 | Vestas Wind Systems A/S V 90-3 MW | Vestas.V90.3000
570715000000144240 | 2011-11-30 | 3000 | 90 | 80 | Vestas Wind Systems A/S | V 90-3 MW | 820 | Vesthimmerlands | LAND | Ll. Restrup Hdg. Hvam | 1 aø | 531985.99 | 6282311.12 | SDFE2018 | 4036715 | Vestas Wind Systems A/S V 90-3 MW | Vestas.V90.3000
570715000000144264 | 2011-11-22 | 3000 | 90 | 80 | Vestas Wind Systems A/S | V 90-3 MW | 820 | Vesthimmerlands | LAND | Ll. Restrup Hdg. Hvam | 1 ba | 531823.93 | 6281993.44 | SDFE2018 | 4036716 | Vestas Wind Systems A/S V 90-3 MW | Vestas.V90.3000
570715000000151040 | 2011-12-28 | 3000 | 90 | 80 | Vestas Wind Systems A/S | V 90-3 MW | 846 | Mariagerfjord | LAND | Døstrup by, Døstrup | 16ø | 547044.04 | 6284653.12 | SDFE2018 | 558 | Vestas Wind Systems A/S V 90-3 MW | Vestas.V90.3000
570715000000152030 | 2011-12-28 | 3000 | 90 | 80 | Vestas Wind Systems A/S | V 90-3 MW | 846 | Mariagerfjord | LAND | Døstrup by, Døstrup | 16æ | 547155.19 | 6284373.93 | SDFE2018 | 559 | Vestas Wind Systems A/S V 90-3 MW | Vestas.V90.3000
570715000000152078 | 2011-12-23 | 3000 | 90 | 80 | Vestas Wind Systems A/S | V 90-3 MW | 846 | Mariagerfjord | LAND | Døstrup by, Døstrup | 16ø | 547130.22 | 6284075.04 | SDFE2018 | 548 | Vestas Wind Systems A/S V 90-3 MW | Vestas.V90.3000
570715000000152092 | 2011-12-23 | 3000 | 90 | 80 | Vestas Wind Systems A/S | V 90-3 MW | 846 | Mariagerfjord | LAND | Døstrup by, Døstrup | 18r | 546976.13 | 6283818.18 | SDFE2018 | 568 | Vestas Wind Systems A/S V 90-3 MW | Vestas.V90.3000
570715000000152153 | 2011-12-23 | 3000 | 90 | 80 | Vestas Wind Systems A/S | V 90-3 MW | 846 | Mariagerfjord | LAND | Døstrup by, Døstrup | 18s | 546723.91 | 6283656.1 | SDFE2018 | 569 | Vestas Wind Systems A/S V 90-3 MW | Vestas.V90.3000
570715000000603778 | 2012-12-19 | 3000 | 90 | 80 | Vestas Wind Systems A/S | V 90-3 MW | 846 | Mariagerfjord | LAND | Snæbum by, Snæbum | 11m | 538528.92 | 6276602.72 | SDFE2018 | 561 | Vestas Wind Systems A/S V 90-3 MW | Vestas.V90.3000
570715000000603976 | 2012-12-14 | 3000 | 90 | 80 | Vestas Wind Systems A/S | V 90-3 MW | 846 | Mariagerfjord | LAND | V.Gundestrup, Hvilsom | 1i | 538437.7 | 6276861.72 | SDFE2018 | 563 | Vestas Wind Systems A/S V 90-3 MW | Vestas.V90.3000
570715000000604058 | 2012-12-13 | 3000 | 90 | 80 | Vestas Wind Systems A/S | V 90-3 MW | 846 | Mariagerfjord | LAND | V.Gundestrup, Hvilsom | 1l | 538347.37 | 6277119.86 | SDFE2018 | 564 | Vestas Wind Systems A/S V 90-3 MW | Vestas.V90.3000
570715000000064135 | 2002-12-17 | 2750 | 80 | 60 | NEG Micon | NM 80/750 | 561 | Esbjerg | LAND | Tjæreborg By, Tjæreborg | 29a | 473398.52 | 6144825.8 | SDFE2018 | 344227022 | NEG Micon NM 80/750 | NEG.Micon.NM80.2750
570715000000064142 | 2002-12-17 | 2750 | 80 | 60 | NEG Micon | NM 80/750 | 561 | Esbjerg | LAND | Tjæreborg By, Tjæreborg | 3p | 473744.93 | 6144692.95 | SDFE2018 | 344227023 | NEG Micon NM 80/750 | NEG.Micon.NM80.2750
570715000000064159 | 2002-12-17 | 2750 | 80 | 60 | NEG Micon | NM 80/750 | 561 | Esbjerg | LAND | Tjæreborg By, Tjæreborg | 8eæ | 474210.37 | 6144513.64 | SDFE2018 | 344227024 | NEG Micon NM 80/750 | NEG.Micon.NM80.2750
570715000000064166 | 2002-12-17 | 2750 | 80 | 60 | NEG Micon | NM 80/750 | 561 | Esbjerg | LAND | Tjæreborg By, Tjæreborg | 37f | 474536.49 | 6144388.14 | SDFE2018 | 344227025 | NEG Micon NM 80/750 | NEG.Micon.NM80.2750
570715000000057311 | 2002-12-19 | 2750 | 92 | 70 | NEG Micon | NM 92/750 | 851 | Ålborg | LAND | Klarup by | 44f | 565272.9 | 6322246.22 | SDFE2018 | 44434 | NEG Micon NM 92/750 | NEG.Micon.NM80.2750
570715000000056291 | 2002-03-22 | 2500 | 80 | 57 | NEG Micon | NM 80 | 561 | Esbjerg | LAND | Tjæreborg By | 3ab | 473834.27 | 6144927.56 | SDFE2018 | 344225629 | NEG Micon NM 80 | NEG.Micon.NM80.2750
570715000000084607 | 2008-12-11 | 2300 | 93 | 80 | SIEMENS | SWT 2.3-93 | 316 | Holbæk | LAND | Stigs Bjergby, Stigs Bjergby | 23a | 656877.73 | 6174734.73 | SDFE2018 | 60461267 | SIEMENS SWT 2.3-93 | Siemens.SWT.2.3.93
570715000000084652 | 2008-12-11 | 2300 | 93 | 80 | SIEMENS | SWT 2.3-93 | 316 | Holbæk | LAND | Stigs Bjergby, Stigs Bjergby | 23a | 657184.52 | 6174640.92 | SDFE2018 | 60461264 | SIEMENS SWT 2.3-93 | Siemens.SWT.2.3.93
570715000000125539 | 2011-11-08 | 2300 | 93 | 80 | SIEMENS | SWT 2.3-93 | 316 | Holbæk | LAND | Lammefjorden, Kundby | 1e | 658999.88 | 6182350.03 | SDFE2018 | 60554392 | SIEMENS SWT 2.3-93 | Siemens.SWT.2.3.93
570715000000125546 | 2011-10-31 | 2300 | 93 | 80 | SIEMENS | SWT 2.3-93 | 316 | Holbæk | LAND | Lammefjorden, Kundby | 52d | 659431.43 | 6182363.01 | SDFE2018 | 60554397 | SIEMENS SWT 2.3-93 | Siemens.SWT.2.3.93
570715000000125591 | 2011-10-26 | 2300 | 93 | 80 | SIEMENS | SWT 2.3-93 | 316 | Holbæk | LAND | Lammefjorden, Kundby | 52a | 659867.24 | 6182374.58 | SDFE2018 | 60554399 | SIEMENS SWT 2.3-93 | Siemens.SWT.2.3.93
570715000000125614 | 2011-10-19 | 2300 | 93 | 80 | SIEMENS | SWT 2.3-93 | 316 | Holbæk | LAND | Lammefjorden, Gislinge | 15a | 660302.68 | 6182387.12 | SDFE2018 | 60554401 | SIEMENS SWT 2.3-93 | Siemens.SWT.2.3.93
570715000000125621 | 2011-10-12 | 2300 | 93 | 80 | SIEMENS | SWT 2.3-93 | 316 | Holbæk | LAND | Lammefjorden, Hagested | 12ai | 660738.86 | 6182399.01 | SDFE2018 | 60554406 | SIEMENS SWT 2.3-93 | Siemens.SWT.2.3.93
570715000000125638 | 2011-09-24 | 2300 | 93 | 80 | SIEMENS | SWT 2.3-93 | 316 | Holbæk | LAND | Lammefjorden, Hagested | 12h | 662209.96 | 6183009.48 | SDFE2018 | 60554408 | SIEMENS SWT 2.3-93 | Siemens.SWT.2.3.93
570715000000125652 | 2011-09-22 | 2300 | 93 | 80 | SIEMENS | SWT 2.3-93 | 316 | Holbæk | LAND | Lammefjorden, Hagested | 12h | 662580.01 | 6183019.29 | SDFE2018 | 60554410 | SIEMENS SWT 2.3-93 | Siemens.SWT.2.3.93
570715000000125669 | 2011-09-20 | 2300 | 93 | 80 | SIEMENS | SWT 2.3-93 | 316 | Holbæk | LAND | Lammefjorden, Hagested | 1aa | 662949.9 | 6183029.25 | SDFE2018 | 60554412 | SIEMENS SWT 2.3-93 | Siemens.SWT.2.3.93
570715000000125683 | 2011-10-03 | 2300 | 93 | 80 | SIEMENS | SWT 2.3-93 | 316 | Holbæk | LAND | Lammefjorden, Hagested | 12ag | 662219.62 | 6182659.41 | SDFE2018 | 60554414 | SIEMENS SWT 2.3-93 | Siemens.SWT.2.3.93
570715000000125706 | 2011-10-05 | 2300 | 93 | 80 | SIEMENS | SWT 2.3-93 | 316 | Holbæk | LAND | Lammefjorden, Hagested | 1ck | 662589.48 | 6182669.46 | SDFE2018 | 60554416 | SIEMENS SWT 2.3-93 | Siemens.SWT.2.3.93
571313174000780944 | 2013-12-17 | 2300 | 93 | 80 | SIEMENS | SWT 2.3-93 | 340 | Sorø | LAND | Tjørntved by, Stenlille | 1a | 662146.18 | 6156577.55 | SDFE2018 | 60691586 | SIEMENS SWT 2.3-93 | Siemens.SWT.2.3.93
571313174000780951 | 2013-12-16 | 2300 | 93 | 80 | SIEMENS | SWT 2.3-93 | 340 | Sorø | LAND | Tjørntved by, Stenlille | 1a | 661792.91 | 6156597.94 | SDFE2018 | 60691596 | SIEMENS SWT 2.3-93 | Siemens.SWT.2.3.93
570715000000084539 | 2010-04-21 | 2300 | 92.6 | 80 | SIEMENS | SWT 2.3-93 | 360 | Lolland | HAV | Rødsand | hav | 660625.67 | 6051246.13 | GST, 18-02-2013 | WRD2 I01 | SIEMENS SWT 2.3-93 | Siemens.SWT.2.3.93
570715000000089244 | 2010-04-24 | 2300 | 92.6 | 80 | SIEMENS | SWT 2.3-93 | 360 | Lolland | HAV | Rødsand | hav | 661164 | 6050979 | GST, 18-02-2013 | WRD2 I02 | SIEMENS SWT 2.3-93 | Siemens.SWT.2.3.93
570715000000089251 | 2010-04-22 | 2300 | 92.6 | 80 | SIEMENS | SWT 2.3-93 | 360 | Lolland | HAV | Rødsand | hav | 661668 | 6050759 | GST, 18-02-2013 | WRD2 I03 | SIEMENS SWT 2.3-93 | Siemens.SWT.2.3.93
570715000000089329 | 2010-04-10 | 2300 | 92.6 | 80 | SIEMENS | SWT 2.3-93 | 360 | Lolland | HAV | Rødsand | hav | 662261 | 6050527 | GST, 18-02-2013 | WRD2 I04 | SIEMENS SWT 2.3-93 | Siemens.SWT.2.3.93
570715000000089343 | 2010-04-13 | 2300 | 92.6 | 80 | SIEMENS | SWT 2.3-93 | 360 | Lolland | HAV | Rødsand | hav | 662775 | 6050346 | GST, 18-02-2013 | WRD2 I05 | SIEMENS SWT 2.3-93 | Siemens.SWT.2.3.93
570715000000089350 | 2010-04-10 | 2300 | 92.6 | 80 | SIEMENS | SWT 2.3-93 | 360 | Lolland | HAV | Rødsand | hav | 663314 | 6050157 | GST, 18-02-2013 | WRD2 I06 | SIEMENS SWT 2.3-93 | Siemens.SWT.2.3.93
570715000000089367 | 2010-04-02 | 2300 | 92.6 | 80 | SIEMENS | SWT 2.3-93 | 360 | Lolland | HAV | Rødsand | hav | 663841 | 6049978 | GST, 18-02-2013 | WRD2 I07 | SIEMENS SWT 2.3-93 | Siemens.SWT.2.3.93
570715000000089374 | 2010-04-01 | 2300 | 92.6 | 80 | SIEMENS | SWT 2.3-93 | 360 | Lolland | HAV | Rødsand | hav | 664332 | 6049837 | GST, 18-02-2013 | WRD2 I08 | SIEMENS SWT 2.3-93 | Siemens.SWT.2.3.93
570715000000089381 | 2010-04-01 | 2300 | 92.6 | 80 | SIEMENS | SWT 2.3-93 | 360 | Lolland | HAV | Rødsand | hav | 664852 | 6049714 | GST, 18-02-2013 | WRD2 I09 | SIEMENS SWT 2.3-93 | Siemens.SWT.2.3.93
570715000000089398 | 2010-04-29 | 2300 | 92.6 | 80 | SIEMENS | SWT 2.3-93 | 360 | Lolland | HAV | Rødsand | hav | 665372 | 6049580 | GST, 18-02-2013 | WRD2 I10 | SIEMENS SWT 2.3-93 | Siemens.SWT.2.3.93
570715000000089404 | 2010-05-01 | 2300 | 92.6 | 80 | SIEMENS | SWT 2.3-93 | 360 | Lolland | HAV | Rødsand | hav | 665833 | 6049510 | GST, 18-02-2013 | WRD2 I11 | SIEMENS SWT 2.3-93 | Siemens.SWT.2.3.93
570715000000089411 | 2010-05-02 | 2300 | 92.6 | 80 | SIEMENS | SWT 2.3-93 | 360 | Lolland | HAV | Rødsand | hav | 666345 | 6049419 | GST, 18-02-2013 | WRD2 I12 | SIEMENS SWT 2.3-93 | Siemens.SWT.2.3.93
570715000000089428 | 2010-05-01 | 2300 | 92.6 | 80 | SIEMENS | SWT 2.3-93 | 360 | Lolland | HAV | Rødsand | hav | 666828 | 6049351 | GST, 18-02-2013 | WRD2 I13 | SIEMENS SWT 2.3-93 | Siemens.SWT.2.3.93
570715000000089435 | 2010-05-03 | 2300 | 92.6 | 80 | SIEMENS | SWT 2.3-93 | 360 | Lolland | HAV | Rødsand | hav | 667313 | 6049299 | GST, 18-02-2013 | WRD2 I14 | SIEMENS SWT 2.3-93 | Siemens.SWT.2.3.93
570715000000089442 | 2010-05-09 | 2300 | 92.6 | 80 | SIEMENS | SWT 2.3-93 | 360 | Lolland | HAV | Rødsand | hav | 667777 | 6049267 | GST, 18-02-2013 | WRD2 I15 | SIEMENS SWT 2.3-93 | Siemens.SWT.2.3.93
570715000000089459 | 2010-05-09 | 2300 | 92.6 | 80 | SIEMENS | SWT 2.3-93 | 360 | Lolland | HAV | Rødsand | hav | 668257 | 6049238 | GST, 18-02-2013 | WRD2 I16 | SIEMENS SWT 2.3-93 | Siemens.SWT.2.3.93
570715000000089466 | 2010-05-09 | 2300 | 92.6 | 80 | SIEMENS | SWT 2.3-93 | 360 | Lolland | HAV | Rødsand | hav | 668727 | 6049219 | GST, 18-02-2013 | WRD2 I17 | SIEMENS SWT 2.3-93 | Siemens.SWT.2.3.93
570715000000089473 | 2010-05-09 | 2300 | 92.6 | 80 | SIEMENS | SWT 2.3-93 | 360 | Lolland | HAV | Rødsand | hav | 669201 | 6049234 | GST, 18-02-2013 | WRD2 I18 | SIEMENS SWT 2.3-93 | Siemens.SWT.2.3.93
570715000000089480 | 2010-05-29 | 2300 | 92.6 | 80 | SIEMENS | SWT 2.3-93 | 360 | Lolland | HAV | Rødsand | hav | 660189 | 6050898 | GST, 18-02-2013 | WRD2 J01 | SIEMENS SWT 2.3-93 | Siemens.SWT.2.3.93
570715000000089497 | 2010-05-29 | 2300 | 92.6 | 80 | SIEMENS | SWT 2.3-93 | 360 | Lolland | HAV | Rødsand | hav | 660729 | 6050585 | GST, 18-02-2013 | WRD2 J02 | SIEMENS SWT 2.3-93 | Siemens.SWT.2.3.93
570715000000089503 | 2010-05-29 | 2300 | 92.6 | 80 | SIEMENS | SWT 2.3-93 | 360 | Lolland | HAV | Rødsand | hav | 661277 | 6050303 | GST, 18-02-2013 | WRD2 J03 | SIEMENS SWT 2.3-93 | Siemens.SWT.2.3.93
570715000000089510 | 2010-05-29 | 2300 | 92.6 | 80 | SIEMENS | SWT 2.3-93 | 360 | Lolland | HAV | Rødsand | hav | 661833 | 6050042 | GST, 18-02-2013 | WRD2 J04 | SIEMENS SWT 2.3-93 | Siemens.SWT.2.3.93
570715000000089527 | 2010-05-29 | 2300 | 92.6 | 80 | SIEMENS | SWT 2.3-93 | 360 | Lolland | HAV | Rødsand | hav | 662355 | 6049815 | GST, 18-02-2013 | WRD2 J05 | SIEMENS SWT 2.3-93 | Siemens.SWT.2.3.93
570715000000089534 | 2010-05-18 | 2300 | 92.6 | 80 | SIEMENS | SWT 2.3-93 | 360 | Lolland | HAV | Rødsand | hav | 662909 | 6049584 | GST, 18-02-2013 | WRD2 J06 | SIEMENS SWT 2.3-93 | Siemens.SWT.2.3.93
570715000000089541 | 2010-05-19 | 2300 | 92.6 | 80 | SIEMENS | SWT 2.3-93 | 360 | Lolland | HAV | Rødsand | hav | 663455 | 6049362 | GST, 18-02-2013 | WRD2 J07 | SIEMENS SWT 2.3-93 | Siemens.SWT.2.3.93
570715000000089558 | 2010-05-19 | 2300 | 92.6 | 80 | SIEMENS | SWT 2.3-93 | 360 | Lolland | HAV | Rødsand | hav | 663971 | 6049178 | GST, 18-02-2013 | WRD2 J08 | SIEMENS SWT 2.3-93 | Siemens.SWT.2.3.93
570715000000089565 | 2010-05-17 | 2300 | 92.6 | 80 | SIEMENS | SWT 2.3-93 | 360 | Lolland | HAV | Rødsand | hav | 664417 | 6049043 | GST, 18-02-2013 | WRD2 J09 | SIEMENS SWT 2.3-93 | Siemens.SWT.2.3.93
570715000000089572 | 2010-06-01 | 2300 | 92.6 | 80 | SIEMENS | SWT 2.3-93 | 360 | Lolland | HAV | Rødsand | hav | 665068 | 6048838 | GST, 18-02-2013 | WRD2 J10 | SIEMENS SWT 2.3-93 | Siemens.SWT.2.3.93
570715000000089589 | 2010-06-04 | 2300 | 92.6 | 80 | SIEMENS | SWT 2.3-93 | 360 | Lolland | HAV | Rødsand | hav | 665567 | 6048727 | GST, 18-02-2013 | WRD2 J11 | SIEMENS SWT 2.3-93 | Siemens.SWT.2.3.93
570715000000089596 | 2010-06-01 | 2300 | 92.6 | 80 | SIEMENS | SWT 2.3-93 | 360 | Lolland | HAV | Rødsand | hav | 666116 | 6048599 | GST, 18-02-2013 | WRD2 J12 | SIEMENS SWT 2.3-93 | Siemens.SWT.2.3.93
570715000000089602 | 2010-06-02 | 2300 | 92.6 | 80 | SIEMENS | SWT 2.3-93 | 360 | Lolland | HAV | Rødsand | hav | 666645 | 6048494 | GST, 18-02-2013 | WRD2 J13 | SIEMENS SWT 2.3-93 | Siemens.SWT.2.3.93
570715000000089619 | 2010-06-04 | 2300 | 92.6 | 80 | SIEMENS | SWT 2.3-93 | 360 | Lolland | HAV | Rødsand | hav | 667170 | 6048409 | GST, 18-02-2013 | WRD2 J14 | SIEMENS SWT 2.3-93 | Siemens.SWT.2.3.93
570715000000089626 | 2010-06-08 | 2300 | 92.6 | 80 | SIEMENS | SWT 2.3-93 | 360 | Lolland | HAV | Rødsand | hav | 667685 | 6048346 | GST, 18-02-2013 | WRD2 J15 | SIEMENS SWT 2.3-93 | Siemens.SWT.2.3.93
570715000000089633 | 2010-06-09 | 2300 | 92.6 | 80 | SIEMENS | SWT 2.3-93 | 360 | Lolland | HAV | Rødsand | hav | 668217 | 6048287 | GST, 18-02-2013 | WRD2 J16 | SIEMENS SWT 2.3-93 | Siemens.SWT.2.3.93
570715000000089640 | 2010-06-09 | 2300 | 92.6 | 80 | SIEMENS | SWT 2.3-93 | 360 | Lolland | HAV | Rødsand | hav | 668741 | 6048242 | GST, 18-02-2013 | WRD2 J17 | SIEMENS SWT 2.3-93 | Siemens.SWT.2.3.93
570715000000089657 | 2010-06-15 | 2300 | 92.6 | 80 | SIEMENS | SWT 2.3-93 | 360 | Lolland | HAV | Rødsand | hav | 669269 | 6048235 | GST, 18-02-2013 | WRD2 J18 | SIEMENS SWT 2.3-93 | Siemens.SWT.2.3.93
570715000000089664 | 2010-06-21 | 2300 | 92.6 | 80 | SIEMENS | SWT 2.3-93 | 360 | Lolland | HAV | Rødsand | hav | 659755 | 6050549 | GST, 18-02-2013 | WRD2 K01 | SIEMENS SWT 2.3-93 | Siemens.SWT.2.3.93
570715000000089671 | 2010-06-18 | 2300 | 92.6 | 80 | SIEMENS | SWT 2.3-93 | 360 | Lolland | HAV | Rødsand | hav | 660293 | 6050192 | GST, 18-02-2013 | WRD2 K02 | SIEMENS SWT 2.3-93 | Siemens.SWT.2.3.93
570715000000089688 | 2010-06-22 | 2300 | 92.6 | 80 | SIEMENS | SWT 2.3-93 | 360 | Lolland | HAV | Rødsand | hav | 660841 | 6049867 | GST, 18-02-2013 | WRD2 K03 | SIEMENS SWT 2.3-93 | Siemens.SWT.2.3.93
570715000000089695 | 2010-06-22 | 2300 | 92.6 | 80 | SIEMENS | SWT 2.3-93 | 360 | Lolland | HAV | Rødsand | hav | 661405 | 6049557 | GST, 18-02-2013 | WRD2 K04 | SIEMENS SWT 2.3-93 | Siemens.SWT.2.3.93
570715000000089701 | 2010-06-18 | 2300 | 92.6 | 80 | SIEMENS | SWT 2.3-93 | 360 | Lolland | HAV | Rødsand | hav | 661934 | 6049285 | GST, 18-02-2013 | WRD2 K05 | SIEMENS SWT 2.3-93 | Siemens.SWT.2.3.93
570715000000089718 | 2010-06-17 | 2300 | 92.6 | 80 | SIEMENS | SWT 2.3-93 | 360 | Lolland | HAV | Rødsand | hav | 662505 | 6049010 | GST, 18-02-2013 | WRD2 K06 | SIEMENS SWT 2.3-93 | Siemens.SWT.2.3.93
570715000000089725 | 2010-06-15 | 2300 | 92.6 | 80 | SIEMENS | SWT 2.3-93 | 360 | Lolland | HAV | Rødsand | hav | 663070 | 6048746 | GST, 18-02-2013 | WRD2 K07 | SIEMENS SWT 2.3-93 | Siemens.SWT.2.3.93
570715000000089732 | 2010-06-15 | 2300 | 92.6 | 80 | SIEMENS | SWT 2.3-93 | 360 | Lolland | HAV | Rødsand | hav | 663610 | 6048519 | GST, 18-02-2013 | WRD2 K08 | SIEMENS SWT 2.3-93 | Siemens.SWT.2.3.93
570715000000089749 | 2010-06-16 | 2300 | 92.6 | 80 | SIEMENS | SWT 2.3-93 | 360 | Lolland | HAV | Rødsand | hav | 664182 | 6048312 | GST, 18-02-2013 | WRD2 K09 | SIEMENS SWT 2.3-93 | Siemens.SWT.2.3.93
570715000000089756 | 2010-06-25 | 2300 | 92.6 | 80 | SIEMENS | SWT 2.3-93 | 360 | Lolland | HAV | Rødsand | hav | 664766 | 6048095 | GST, 18-02-2013 | WRD2 K10 | SIEMENS SWT 2.3-93 | Siemens.SWT.2.3.93
570715000000089763 | 2010-06-26 | 2300 | 92.6 | 80 | SIEMENS | SWT 2.3-93 | 360 | Lolland | HAV | Rødsand | hav | 665301 | 6047944 | GST, 18-02-2013 | WRD2 K11 | SIEMENS SWT 2.3-93 | Siemens.SWT.2.3.93
570715000000089770 | 2010-06-26 | 2300 | 92.6 | 80 | SIEMENS | SWT 2.3-93 | 360 | Lolland | HAV | Rødsand | hav | 665935 | 6047766 | GST, 18-02-2013 | WRD2 K12 | SIEMENS SWT 2.3-93 | Siemens.SWT.2.3.93
570715000000089787 | 2010-06-23 | 2300 | 92.6 | 80 | SIEMENS | SWT 2.3-93 | 360 | Lolland | HAV | Rødsand | hav | 666463 | 6047636 | GST, 18-02-2013 | WRD2 K13 | SIEMENS SWT 2.3-93 | Siemens.SWT.2.3.93
570715000000089794 | 2010-06-25 | 2300 | 92.6 | 80 | SIEMENS | SWT 2.3-93 | 360 | Lolland | HAV | Rødsand | hav | 667027 | 6047519 | GST, 18-02-2013 | WRD2 K14 | SIEMENS SWT 2.3-93 | Siemens.SWT.2.3.93
570715000000089800 | 2010-06-25 | 2300 | 92.6 | 80 | SIEMENS | SWT 2.3-93 | 360 | Lolland | HAV | Rødsand | hav | 667592 | 6047424 | GST, 18-02-2013 | WRD2 K15 | SIEMENS SWT 2.3-93 | Siemens.SWT.2.3.93
570715000000089817 | 2010-06-30 | 2300 | 92.6 | 80 | SIEMENS | SWT 2.3-93 | 360 | Lolland | HAV | Rødsand | hav | 668177 | 6047336 | GST, 18-02-2013 | WRD2 K16 | SIEMENS SWT 2.3-93 | Siemens.SWT.2.3.93
570715000000089824 | 2010-06-29 | 2300 | 92.6 | 80 | SIEMENS | SWT 2.3-93 | 360 | Lolland | HAV | Rødsand | hav | 668756 | 6047266 | GST, 18-02-2013 | WRD2 K17 | SIEMENS SWT 2.3-93 | Siemens.SWT.2.3.93
570715000000089831 | 2010-07-03 | 2300 | 92.6 | 80 | SIEMENS | SWT 2.3-93 | 360 | Lolland | HAV | Rødsand | hav | 669337 | 6047235 | GST, 18-02-2013 | WRD2 K18 | SIEMENS SWT 2.3-93 | Siemens.SWT.2.3.93
570715000000089848 | 2010-07-10 | 2300 | 92.6 | 80 | SIEMENS | SWT 2.3-93 | 360 | Lolland | HAV | Rødsand | hav | 659321 | 6050200 | GST, 18-02-2013 | WRD2 L01 | SIEMENS SWT 2.3-93 | Siemens.SWT.2.3.93
570715000000089855 | 2010-07-08 | 2300 | 92.6 | 80 | SIEMENS | SWT 2.3-93 | 360 | Lolland | HAV | Rødsand | hav | 659858 | 6049798 | GST, 18-02-2013 | WRD2 L02 | SIEMENS SWT 2.3-93 | Siemens.SWT.2.3.93
570715000000089862 | 2010-07-11 | 2300 | 92.6 | 80 | SIEMENS | SWT 2.3-93 | 360 | Lolland | HAV | Rødsand | hav | 660404 | 6049431 | GST, 18-02-2013 | WRD2 L03 | SIEMENS SWT 2.3-93 | Siemens.SWT.2.3.93
570715000000089879 | 2010-07-16 | 2300 | 92.6 | 80 | SIEMENS | SWT 2.3-93 | 360 | Lolland | HAV | Rødsand | hav | 660977 | 6049072 | GST, 18-02-2013 | WRD2 L04 | SIEMENS SWT 2.3-93 | Siemens.SWT.2.3.93
570715000000089886 | 2010-07-15 | 2300 | 92.6 | 80 | SIEMENS | SWT 2.3-93 | 360 | Lolland | HAV | Rødsand | hav | 661514 | 6048754 | GST, 18-02-2013 | WRD2 L05 | SIEMENS SWT 2.3-93 | Siemens.SWT.2.3.93
570715000000089893 | 2010-07-06 | 2300 | 92.6 | 80 | SIEMENS | SWT 2.3-93 | 360 | Lolland | HAV | Rødsand | hav | 662100 | 6048437 | GST, 18-02-2013 | WRD2 L06 | SIEMENS SWT 2.3-93 | Siemens.SWT.2.3.93
570715000000089909 | 2010-07-07 | 2300 | 92.6 | 80 | SIEMENS | SWT 2.3-93 | 360 | Lolland | HAV | Rødsand | hav | 662684 | 6048130 | GST, 18-02-2013 | WRD2 L07 | SIEMENS SWT 2.3-93 | Siemens.SWT.2.3.93
570715000000089916 | 2010-06-30 | 2300 | 92.6 | 80 | SIEMENS | SWT 2.3-93 | 360 | Lolland | HAV | Rødsand | hav | 663249 | 6047859 | GST, 18-02-2013 | WRD2 L08 | SIEMENS SWT 2.3-93 | Siemens.SWT.2.3.93
570715000000089923 | 2010-07-01 | 2300 | 92.6 | 80 | SIEMENS | SWT 2.3-93 | 360 | Lolland | HAV | Rødsand | hav | 663847 | 6047612 | GST, 18-02-2013 | WRD2 L09 | SIEMENS SWT 2.3-93 | Siemens.SWT.2.3.93
570715000000089930 | 2010-07-16 | 2300 | 92.6 | 80 | SIEMENS | SWT 2.3-93 | 360 | Lolland | HAV | Rødsand | hav | 664463 | 6047353 | GST, 18-02-2013 | WRD2 L10 | SIEMENS SWT 2.3-93 | Siemens.SWT.2.3.93
570715000000089947 | 2010-07-16 | 2300 | 92.6 | 80 | SIEMENS | SWT 2.3-93 | 360 | Lolland | HAV | Rødsand | hav | 665036 | 6047162 | GST, 18-02-2013 | WRD2 L11 | SIEMENS SWT 2.3-93 | Siemens.SWT.2.3.93
570715000000089961 | 2010-07-16 | 2300 | 92.6 | 80 | SIEMENS | SWT 2.3-93 | 360 | Lolland | HAV | Rødsand | hav | 665657 | 6046959 | GST, 18-02-2013 | WRD2 L12 | SIEMENS SWT 2.3-93 | Siemens.SWT.2.3.93
570715000000089978 | 2010-07-16 | 2300 | 92.6 | 80 | SIEMENS | SWT 2.3-93 | 360 | Lolland | HAV | Rødsand | hav | 666280 | 6046779 | GST, 18-02-2013 | WRD2 L13 | SIEMENS SWT 2.3-93 | Siemens.SWT.2.3.93
570715000000089985 | 2010-07-17 | 2300 | 92.6 | 80 | SIEMENS | SWT 2.3-93 | 360 | Lolland | HAV | Rødsand | hav | 666884 | 6046629 | GST, 18-02-2013 | WRD2 L14 | SIEMENS SWT 2.3-93 | Siemens.SWT.2.3.93
570715000000089992 | 2010-07-18 | 2300 | 92.6 | 80 | SIEMENS | SWT 2.3-93 | 360 | Lolland | HAV | Rødsand | hav | 667500 | 6046502 | GST, 18-02-2013 | WRD2 L15 | SIEMENS SWT 2.3-93 | Siemens.SWT.2.3.93
570715000000090004 | 2010-07-17 | 2300 | 92.6 | 80 | SIEMENS | SWT 2.3-93 | 360 | Lolland | HAV | Rødsand | hav | 668137 | 6046386 | GST, 18-02-2013 | WRD2 L16 | SIEMENS SWT 2.3-93 | Siemens.SWT.2.3.93
570715000000090011 | 2010-07-17 | 2300 | 92.6 | 80 | SIEMENS | SWT 2.3-93 | 360 | Lolland | HAV | Rødsand | hav | 668821 | 6046289 | GST, 18-02-2013 | WRD2 L17 | SIEMENS SWT 2.3-93 | Siemens.SWT.2.3.93
570715000000090028 | 2010-07-18 | 2300 | 92.6 | 80 | SIEMENS | SWT 2.3-93 | 360 | Lolland | HAV | Rødsand | hav | 669405 | 6046236 | GST, 18-02-2013 | WRD2 L18 | SIEMENS SWT 2.3-93 | Siemens.SWT.2.3.93
570715000000090035 | 2010-07-24 | 2300 | 92.6 | 80 | SIEMENS | SWT 2.3-93 | 360 | Lolland | HAV | Rødsand | hav | 658887 | 6049851 | GST, 18-02-2013 | WRD2 M01 | SIEMENS SWT 2.3-93 | Siemens.SWT.2.3.93
570715000000090042 | 2010-07-24 | 2300 | 92.6 | 80 | SIEMENS | SWT 2.3-93 | 360 | Lolland | HAV | Rødsand | hav | 659422 | 6049405 | GST, 18-02-2013 | WRD2 M02 | SIEMENS SWT 2.3-93 | Siemens.SWT.2.3.93
570715000000090059 | 2010-07-23 | 2300 | 92.6 | 80 | SIEMENS | SWT 2.3-93 | 360 | Lolland | HAV | Rødsand | hav | 659968 | 6048995 | GST, 18-02-2013 | WRD2 M03 | SIEMENS SWT 2.3-93 | Siemens.SWT.2.3.93
570715000000090066 | 2010-07-22 | 2300 | 92.6 | 80 | SIEMENS | SWT 2.3-93 | 360 | Lolland | HAV | Rødsand | hav | 660549 | 6048587 | GST, 18-02-2013 | WRD2 M04 | SIEMENS SWT 2.3-93 | Siemens.SWT.2.3.93
570715000000090073 | 2010-07-22 | 2300 | 92.6 | 80 | SIEMENS | SWT 2.3-93 | 360 | Lolland | HAV | Rødsand | hav | 661093 | 6048224 | GST, 18-02-2013 | WRD2 M05 | SIEMENS SWT 2.3-93 | Siemens.SWT.2.3.93
570715000000090080 | 2010-07-23 | 2300 | 92.6 | 80 | SIEMENS | SWT 2.3-93 | 360 | Lolland | HAV | Rødsand | hav | 661696 | 6047863 | GST, 18-02-2013 | WRD2 M06 | SIEMENS SWT 2.3-93 | Siemens.SWT.2.3.93
570715000000090097 | 2010-07-23 | 2300 | 92.6 | 80 | SIEMENS | SWT 2.3-93 | 360 | Lolland | HAV | Rødsand | hav | 662298 | 6047514 | GST, 18-02-2013 | WRD2 M07 | SIEMENS SWT 2.3-93 | Siemens.SWT.2.3.93
570715000000090103 | 2010-07-22 | 2300 | 92.6 | 80 | SIEMENS | SWT 2.3-93 | 360 | Lolland | HAV | Rødsand | hav | 662888 | 6047200 | GST, 18-02-2013 | WRD2 M08 | SIEMENS SWT 2.3-93 | Siemens.SWT.2.3.93
570715000000090110 | 2010-07-21 | 2300 | 92.6 | 80 | SIEMENS | SWT 2.3-93 | 360 | Lolland | HAV | Rødsand | hav | 663512 | 6046911 | GST, 18-02-2013 | WRD2 M09 | SIEMENS SWT 2.3-93 | Siemens.SWT.2.3.93
570715000000090127 | 2010-07-27 | 2300 | 92.6 | 80 | SIEMENS | SWT 2.3-93 | 360 | Lolland | HAV | Rødsand | hav | 664160 | 6046611 | GST, 18-02-2013 | WRD2 M10 | SIEMENS SWT 2.3-93 | Siemens.SWT.2.3.93
570715000000090134 | 2010-07-27 | 2300 | 92.6 | 80 | SIEMENS | SWT 2.3-93 | 360 | Lolland | HAV | Rødsand | hav | 664770 | 6046379 | GST, 18-02-2013 | WRD2 M11 | SIEMENS SWT 2.3-93 | Siemens.SWT.2.3.93
570715000000090141 | 2010-07-27 | 2300 | 92.6 | 80 | SIEMENS | SWT 2.3-93 | 360 | Lolland | HAV | Rødsand | hav | 665428 | 6046139 | GST, 18-02-2013 | WRD2 M12 | SIEMENS SWT 2.3-93 | Siemens.SWT.2.3.93
570715000000090158 | 2010-07-27 | 2300 | 92.6 | 80 | SIEMENS | SWT 2.3-93 | 360 | Lolland | HAV | Rødsand | hav | 666097 | 6045922 | GST, 18-02-2013 | WRD2 M13 | SIEMENS SWT 2.3-93 | Siemens.SWT.2.3.93
570715000000090165 | 2010-07-31 | 2300 | 92.6 | 80 | SIEMENS | SWT 2.3-93 | 360 | Lolland | HAV | Rødsand | hav | 666741 | 6045739 | GST, 18-02-2013 | WRD2 M14 | SIEMENS SWT 2.3-93 | Siemens.SWT.2.3.93
570715000000090172 | 2010-08-03 | 2300 | 92.6 | 80 | SIEMENS | SWT 2.3-93 | 360 | Lolland | HAV | Rødsand | hav | 667407 | 6045580 | GST, 18-02-2013 | WRD2 M15 | SIEMENS SWT 2.3-93 | Siemens.SWT.2.3.93
570715000000090189 | 2010-08-03 | 2300 | 92.6 | 80 | SIEMENS | SWT 2.3-93 | 360 | Lolland | HAV | Rødsand | hav | 668097 | 6045435 | GST, 18-02-2013 | WRD2 M16 | SIEMENS SWT 2.3-93 | Siemens.SWT.2.3.93
570715000000090196 | 2010-07-31 | 2300 | 92.6 | 80 | SIEMENS | SWT 2.3-93 | 360 | Lolland | HAV | Rødsand | hav | 668786 | 6045313 | GST, 18-02-2013 | WRD2 M17 | SIEMENS SWT 2.3-93 | Siemens.SWT.2.3.93
570715000000090202 | 2010-07-31 | 2300 | 92.6 | 80 | SIEMENS | SWT 2.3-93 | 360 | Lolland | HAV | Rødsand | hav | 669354 | 6045250 | GST, 18-02-2013 | WRD2 M18 | SIEMENS SWT 2.3-93 | Siemens.SWT.2.3.93
570715000000088810 | 2009-12-11 | 2300 | 92.6 | 80 | SIEMENS | SWT 2.3-93 | 370 | Næstved | LAND | Katrineholm Hovedgård, Krummerup | 1 H | 656749.69 | 6132051.75 | SDFE2018 | 60521501 | SIEMENS SWT 2.3-93 | Siemens.SWT.2.3.93
570715000000088827 | 2010-03-18 | 2300 | 93 | 80 | SIEMENS | SWT 2.3-93 | 370 | Næstved | LAND | Kyse By, Vallensved | 7a | 666142.03 | 6128119.77 | SDFE2018 | 60527267 | SIEMENS SWT 2.3-93 | Siemens.SWT.2.3.93
570715000000088858 | 2009-12-09 | 2300 | 92.6 | 80 | SIEMENS | SWT 2.3-93 | 370 | Næstved | LAND | Katrineholm Hovedgård, Krummerup | 1 H | 656706.97 | 6132340.77 | SDFE2018 | 60521504 | SIEMENS SWT 2.3-93 | Siemens.SWT.2.3.93
570715000000088865 | 2009-12-10 | 2300 | 92.6 | 80 | SIEMENS | SWT 2.3-93 | 370 | Næstved | LAND | Katrineholm Hovedgård, Krummerup | 1 H | 656663.29 | 6132631.7 | SDFE2018 | 60520123 | SIEMENS SWT 2.3-93 | Siemens.SWT.2.3.93
570715000000088872 | 2009-12-14 | 2300 | 92.6 | 80 | SIEMENS | SWT 2.3-93 | 370 | Næstved | LAND | Katrineholm Hovedgård, Krummerup | 1h | 656621.88 | 6132921.44 | SDFE2018 | 60521506 | SIEMENS SWT 2.3-93 | Siemens.SWT.2.3.93
570715000000089336 | 2010-03-19 | 2300 | 93 | 80 | SIEMENS | SWT 2.3-93 | 370 | Næstved | LAND | Kyse By, Vallensved | 7a | 666226.21 | 6127792.85 | SDFE2018 | 60527271 | SIEMENS SWT 2.3-93 | Siemens.SWT.2.3.93
570714700000105920 | 2003-06-17 | 2300 | 82.4 | 68.8 | BONUS | 2,3 MW | 376 | Guldborgsund | HAV | Uoplyst | hav | 672422.882 | 6050158.683 | GST, 15-05-2019 | 0 | BONUS 2,3 MW | Bonus.B82.2300
570714700000105937 | 2003-06-17 | 2300 | 82.4 | 68.8 | BONUS | 2,3 MW | 376 | Guldborgsund | HAV | Uoplyst | hav | 672441.121 | 6049678.163 | GST, 15-05-2019 | 0 | BONUS 2,3 MW | Bonus.B82.2300
570714700000105944 | 2003-06-17 | 2300 | 82.4 | 68.8 | BONUS | 2,3 MW | 376 | Guldborgsund | HAV | Uoplyst | hav | 672459.403 | 6049196.531 | GST, 15-05-2019 | 0 | BONUS 2,3 MW | Bonus.B82.2300
570714700000105951 | 2003-06-17 | 2300 | 82.4 | 68.8 | BONUS | 2,3 MW | 376 | Guldborgsund | HAV | Uoplyst | hav | 672477.683 | 6048714.899 | GST, 15-05-2019 | 0 | BONUS 2,3 MW | Bonus.B82.2300
570714700000105968 | 2003-06-17 | 2300 | 82.4 | 68.8 | BONUS | 2,3 MW | 376 | Guldborgsund | HAV | Uoplyst | hav | 672495.315 | 6048233.243 | GST, 15-05-2019 | 0 | BONUS 2,3 MW | Bonus.B82.2300
570714700000105975 | 2003-06-17 | 2300 | 82.4 | 68.8 | BONUS | 2,3 MW | 376 | Guldborgsund | HAV | Uoplyst | hav | 672513.551 | 6047752.724 | GST, 15-05-2019 | 0 | BONUS 2,3 MW | Bonus.B82.2300
570714700000105982 | 2003-06-17 | 2300 | 82.4 | 68.8 | BONUS | 2,3 MW | 376 | Guldborgsund | HAV | Uoplyst | hav | 672531.828 | 6047271.093 | GST, 15-05-2019 | 0 | BONUS 2,3 MW | Bonus.B82.2300
570714700000105999 | 2003-06-17 | 2300 | 82.4 | 68.8 | BONUS | 2,3 MW | 376 | Guldborgsund | HAV | Uoplyst | hav | 672550.104 | 6046789.462 | GST, 15-05-2019 | 0 | BONUS 2,3 MW | Bonus.B82.2300
570714700000106002 | 2003-06-17 | 2300 | 82.4 | 68.8 | BONUS | 2,3 MW | 376 | Guldborgsund | HAV | Uoplyst | hav | 672568.379 | 6046307.831 | GST, 15-05-2019 | 0 | BONUS 2,3 MW | Bonus.B82.2300
570714700000106019 | 2003-06-17 | 2300 | 82.4 | 68.8 | BONUS | 2,3 MW | 376 | Guldborgsund | HAV | Uoplyst | hav | 673281.664 | 6050042.097 | GST, 15-05-2019 | 0 | BONUS 2,3 MW | Bonus.B82.2300
570714700000106026 | 2003-06-17 | 2300 | 82.4 | 68.8 | BONUS | 2,3 MW | 376 | Guldborgsund | HAV | Uoplyst | hav | 673300.036 | 6049560.466 | GST, 15-05-2019 | 0 | BONUS 2,3 MW | Bonus.B82.2300
570714700000106033 | 2003-06-17 | 2300 | 82.4 | 68.8 | BONUS | 2,3 MW | 376 | Guldborgsund | HAV | Uoplyst | hav | 673318.365 | 6049079.948 | GST, 15-05-2019 | 0 | BONUS 2,3 MW | Bonus.B82.2300
570714700000106040 | 2003-06-17 | 2300 | 82.4 | 68.8 | BONUS | 2,3 MW | 376 | Guldborgsund | HAV | Uoplyst | hav | 673336.736 | 6048598.318 | GST, 15-05-2019 | 0 | BONUS 2,3 MW | Bonus.B82.2300
570714700000106057 | 2003-06-17 | 2300 | 82.4 | 68.8 | BONUS | 2,3 MW | 376 | Guldborgsund | HAV | Uoplyst | hav | 673355.105 | 6048116.688 | GST, 15-05-2019 | 0 | BONUS 2,3 MW | Bonus.B82.2300
570714700000106064 | 2003-06-17 | 2300 | 82.4 | 68.8 | BONUS | 2,3 MW | 376 | Guldborgsund | HAV | Uoplyst | hav | 673373.473 | 6047635.058 | GST, 15-05-2019 | 0 | BONUS 2,3 MW | Bonus.B82.2300
570714700000106071 | 2003-06-17 | 2300 | 82.4 | 68.8 | BONUS | 2,3 MW | 376 | Guldborgsund | HAV | Uoplyst | hav | 673391.84 | 6047153.429 | GST, 15-05-2019 | 0 | BONUS 2,3 MW | Bonus.B82.2300
570714700000106088 | 2003-06-17 | 2300 | 82.4 | 68.8 | BONUS | 2,3 MW | 376 | Guldborgsund | HAV | Uoplyst | hav | 673410.164 | 6046672.912 | GST, 15-05-2019 |  | BONUS 2,3 MW | Bonus.B82.2300
570714700000106095 | 2003-06-17 | 2300 | 82.4 | 68.8 | BONUS | 2,3 MW | 376 | Guldborgsund | HAV | Uoplyst | hav | 673428.529 | 6046191.284 | GST, 15-05-2019 | 0 | BONUS 2,3 MW | Bonus.B82.2300
570714700000106101 | 2003-06-17 | 2300 | 82.4 | 68.8 | BONUS | 2,3 MW | 376 | Guldborgsund | HAV | Uoplyst | hav | 674140.5 | 6049925.672 | GST, 15-05-2019 | 0 | BONUS 2,3 MW | Bonus.B82.2300
570714700000106118 | 2003-06-17 | 2300 | 82.4 | 68.8 | BONUS | 2,3 MW | 376 | Guldborgsund | HAV | Uoplyst | hav | 674158.962 | 6049444.043 | GST, 15-05-2019 | 0 | BONUS 2,3 MW | Bonus.B82.2300
570714700000106125 | 2003-06-17 | 2300 | 82.4 | 68.8 | BONUS | 2,3 MW | 376 | Guldborgsund | HAV | Uoplyst | hav | 674177.424 | 6048962.414 | GST, 15-05-2019 | 0 | BONUS 2,3 MW | Bonus.B82.2300
570714700000106132 | 2003-06-17 | 2300 | 82.4 | 68.8 | BONUS | 2,3 MW | 376 | Guldborgsund | HAV | Uoplyst | hav | 674195.884 | 6048480.786 | GST, 15-05-2019 | 0 | BONUS 2,3 MW | Bonus.B82.2300
570714700000106149 | 2003-06-17 | 2300 | 82.4 | 68.8 | BONUS | 2,3 MW | 376 | Guldborgsund | HAV | Uoplyst | hav | 674214.301 | 6048000.27 | GST, 15-05-2019 | 0 | BONUS 2,3 MW | Bonus.B82.2300
570714700000106156 | 2003-06-17 | 2300 | 82.4 | 68.8 | BONUS | 2,3 MW | 376 | Guldborgsund | HAV | Uoplyst | hav | 674232.759 | 6047518.642 | GST, 15-05-2019 | 0 | BONUS 2,3 MW | Bonus.B82.2300
570714700000106163 | 2003-06-17 | 2300 | 82.4 | 68.8 | BONUS | 2,3 MW | 376 | Guldborgsund | HAV | Uoplyst | hav | 674251.217 | 6047037.015 | GST, 15-05-2019 | 0 | BONUS 2,3 MW | Bonus.B82.2300
570714700000106170 | 2003-06-17 | 2300 | 82.4 | 68.8 | BONUS | 2,3 MW | 376 | Guldborgsund | HAV | Uoplyst | hav | 674269.673 | 6046555.388 | GST, 15-05-2019 | 0 | BONUS 2,3 MW | Bonus.B82.2300
570714700000106187 | 2003-06-17 | 2300 | 82.4 | 68.8 | BONUS | 2,3 MW | 376 | Guldborgsund | HAV | Uoplyst | hav | 674288.129 | 6046073.761 | GST, 15-05-2019 | 0 | BONUS 2,3 MW | Bonus.B82.2300
570714700000106194 | 2003-06-17 | 2300 | 82.4 | 68.8 | BONUS | 2,3 MW | 376 | Guldborgsund | HAV | Uoplyst | hav | 674999.431 | 6049808.296 | GST, 15-05-2019 | 0 | BONUS 2,3 MW | Bonus.B82.2300
570714700000106200 | 2003-06-17 | 2300 | 82.4 | 68.8 | BONUS | 2,3 MW | 376 | Guldborgsund | HAV | Uoplyst | hav | 675017.983 | 6049326.669 | GST, 15-05-2019 | 0 | BONUS 2,3 MW | Bonus.B82.2300
570714700000106217 | 2003-06-17 | 2300 | 82.4 | 68.8 | BONUS | 2,3 MW | 376 | Guldborgsund | HAV | Uoplyst | hav | 675036.535 | 6048845.042 | GST, 15-05-2019 | 0 | BONUS 2,3 MW | Bonus.B82.2300
570714700000106224 | 2003-06-17 | 2300 | 82.4 | 68.8 | BONUS | 2,3 MW | 376 | Guldborgsund | HAV | Uoplyst | hav | 675055.043 | 6048364.528 | GST, 15-05-2019 | 0 | BONUS 2,3 MW | Bonus.B82.2300
570714700000106231 | 2003-06-17 | 2300 | 82.4 | 68.8 | BONUS | 2,3 MW | 376 | Guldborgsund | HAV | Uoplyst | hav | 675073.593 | 6047882.902 | GST, 15-05-2019 | 0 | BONUS 2,3 MW | Bonus.B82.2300
570714700000106248 | 2003-06-17 | 2300 | 82.4 | 68.8 | BONUS | 2,3 MW | 376 | Guldborgsund | HAV | Uoplyst | hav | 675092.141 | 6047401.276 | GST, 15-05-2019 | 0 | BONUS 2,3 MW | Bonus.B82.2300
570714700000106255 | 2003-06-17 | 2300 | 82.4 | 68.8 | BONUS | 2,3 MW | 376 | Guldborgsund | HAV | Uoplyst | hav | 675110.689 | 6046919.65 | GST, 15-05-2019 | 0 | BONUS 2,3 MW | Bonus.B82.2300
570714700000106262 | 2003-06-17 | 2300 | 82.4 | 68.8 | BONUS | 2,3 MW | 376 | Guldborgsund | HAV | Uoplyst | hav | 675129.236 | 6046438.024 | GST, 15-05-2019 | 0 | BONUS 2,3 MW | Bonus.B82.2300
570714700000106279 | 2003-06-17 | 2300 | 82.4 | 68.8 | BONUS | 2,3 MW | 376 | Guldborgsund | HAV | Uoplyst | hav | 675147.739 | 6045957.512 | GST, 15-05-2019 | 0 | BONUS 2,3 MW | Bonus.B82.2300
570714700000106286 | 2003-06-17 | 2300 | 82.4 | 68.8 | BONUS | 2,3 MW | 376 | Guldborgsund | HAV | Uoplyst | hav | 675859.062 | 6049691.107 | GST, 15-05-2019 | 0 | BONUS 2,3 MW | Bonus.B82.2300
570714700000106293 | 2003-06-17 | 2300 | 82.4 | 68.8 | BONUS | 2,3 MW | 376 | Guldborgsund | HAV | Uoplyst | hav | 675877.058 | 6049209.457 | GST, 15-05-2019 | 0 | BONUS 2,3 MW | Bonus.B82.2300
570714700000106309 | 2003-06-17 | 2300 | 82.4 | 68.8 | BONUS | 2,3 MW | 376 | Guldborgsund | HAV | Uoplyst | hav | 675895.657 | 6048728.944 | GST, 15-05-2019 | 0 | BONUS 2,3 MW | Bonus.B82.2300
570714700000106316 | 2003-06-17 | 2300 | 82.4 | 68.8 | BONUS | 2,3 MW | 376 | Guldborgsund | HAV | Uoplyst | hav | 675914.298 | 6048247.319 | GST, 15-05-2019 | 0 | BONUS 2,3 MW | Bonus.B82.2300
570714700000106323 | 2003-06-17 | 2300 | 82.4 | 68.8 | BONUS | 2,3 MW | 376 | Guldborgsund | HAV | Uoplyst | hav | 675932.938 | 6047765.695 | GST, 15-05-2019 | 0 | BONUS 2,3 MW | Bonus.B82.2300
570714700000106330 | 2003-06-17 | 2300 | 82.4 | 68.8 | BONUS | 2,3 MW | 376 | Guldborgsund | HAV | Uoplyst | hav | 675951.577 | 6047284.07 | GST, 15-05-2019 | 0 | BONUS 2,3 MW | Bonus.B82.2300
570714700000106347 | 2003-06-17 | 2300 | 82.4 | 68.8 | BONUS | 2,3 MW | 376 | Guldborgsund | HAV | Uoplyst | hav | 675970.215 | 6046802.446 | GST, 15-05-2019 | 0 | BONUS 2,3 MW | Bonus.B82.2300
570714700000106354 | 2003-06-17 | 2300 | 82.4 | 68.8 | BONUS | 2,3 MW | 376 | Guldborgsund | HAV | Uoplyst | hav | 675988.808 | 6046321.935 | GST, 15-05-2019 | 0 | BONUS 2,3 MW | Bonus.B82.2300
570714700000106361 | 2003-06-17 | 2300 | 82.4 | 68.8 | BONUS | 2,3 MW | 376 | Guldborgsund | HAV | Uoplyst | hav | 676007.444 | 6045840.312 | GST, 15-05-2019 | 0 | BONUS 2,3 MW | Bonus.B82.2300
570714700000106378 | 2003-06-17 | 2300 | 82.4 | 68.8 | BONUS | 2,3 MW | 376 | Guldborgsund | HAV | Uoplyst | hav | 676717.453 | 6049574.029 | GST, 15-05-2019 | 0 | BONUS 2,3 MW | Bonus.B82.2300
570714700000106385 | 2003-06-17 | 2300 | 82.4 | 68.8 | BONUS | 2,3 MW | 376 | Guldborgsund | HAV | Uoplyst | hav | 676736.186 | 6049092.406 | GST, 15-05-2019 | 0 | BONUS 2,3 MW | Bonus.B82.2300
570714700000106392 | 2003-06-17 | 2300 | 82.4 | 68.8 | BONUS | 2,3 MW | 376 | Guldborgsund | HAV | Uoplyst | hav | 676754.875 | 6048611.895 | GST, 15-05-2019 | 0 | BONUS 2,3 MW | Bonus.B82.2300
570714700000106408 | 2003-06-17 | 2300 | 82.4 | 68.8 | BONUS | 2,3 MW | 376 | Guldborgsund | HAV | Uoplyst | hav | 676773.606 | 6048130.272 | GST, 15-05-2019 | 0 | BONUS 2,3 MW | Bonus.B82.2300
570714700000106415 | 2003-06-17 | 2300 | 82.4 | 68.8 | BONUS | 2,3 MW | 376 | Guldborgsund | HAV | Uoplyst | hav | 676792.336 | 6047648.649 | GST, 15-05-2019 | 0 | BONUS 2,3 MW | Bonus.B82.2300
570714700000106422 | 2003-06-17 | 2300 | 82.4 | 68.8 | BONUS | 2,3 MW | 376 | Guldborgsund | HAV | Uoplyst | hav | 676811.065 | 6047167.027 | GST, 15-05-2019 | 0 | BONUS 2,3 MW | Bonus.B82.2300
570714700000106439 | 2003-06-17 | 2300 | 82.4 | 68.8 | BONUS | 2,3 MW | 376 | Guldborgsund | HAV | Uoplyst | hav | 676829.75 | 6046686.517 | GST, 15-05-2019 | 0 | BONUS 2,3 MW | Bonus.B82.2300
570714700000106446 | 2003-06-17 | 2300 | 82.4 | 68.8 | BONUS | 2,3 MW | 376 | Guldborgsund | HAV | Uoplyst | hav | 676848.477 | 6046204.895 | GST, 15-05-2019 | 0 | BONUS 2,3 MW | Bonus.B82.2300
570714700000106453 | 2003-06-17 | 2300 | 82.4 | 68.8 | BONUS | 2,3 MW | 376 | Guldborgsund | HAV | Uoplyst | hav | 676867.203 | 6045723.273 | GST, 15-05-2019 | 0 | BONUS 2,3 MW | Bonus.B82.2300
570714700000106460 | 2003-06-17 | 2300 | 82.4 | 68.8 | BONUS | 2,3 MW | 376 | Guldborgsund | HAV | Uoplyst | hav | 677577.19 | 6049457.163 | GST, 15-05-2019 | 0 | BONUS 2,3 MW | Bonus.B82.2300
570714700000106477 | 2003-06-17 | 2300 | 82.4 | 68.8 | BONUS | 2,3 MW | 376 | Guldborgsund | HAV | Uoplyst | hav | 677595.367 | 6048975.516 | GST, 15-05-2019 | 0 | BONUS 2,3 MW | Bonus.B82.2300
570714700000106484 | 2003-06-17 | 2300 | 82.4 | 68.8 | BONUS | 2,3 MW | 376 | Guldborgsund | HAV | Uoplyst | hav | 677614.146 | 6048495.007 | GST, 15-05-2019 | 0 | BONUS 2,3 MW | Bonus.B82.2300
570714700000106491 | 2003-06-17 | 2300 | 82.4 | 68.8 | BONUS | 2,3 MW | 376 | Guldborgsund | HAV | Uoplyst | hav | 677632.968 | 6048013.386 | GST, 15-05-2019 | 0 | BONUS 2,3 MW | Bonus.B82.2300
570714700000106507 | 2003-06-17 | 2300 | 82.4 | 68.8 | BONUS | 2,3 MW | 376 | Guldborgsund | HAV | Uoplyst | hav | 677651.788 | 6047531.765 | GST, 15-05-2019 | 0 | BONUS 2,3 MW | Bonus.B82.2300
570714700000106514 | 2003-06-17 | 2300 | 82.4 | 68.8 | BONUS | 2,3 MW | 376 | Guldborgsund | HAV | Uoplyst | hav | 677670.607 | 6047050.145 | GST, 15-05-2019 | 0 | BONUS 2,3 MW | Bonus.B82.2300
570714700000106521 | 2003-06-17 | 2300 | 82.4 | 68.8 | BONUS | 2,3 MW | 376 | Guldborgsund | HAV | Uoplyst | hav | 677689.426 | 6046568.524 | GST, 15-05-2019 | 0 | BONUS 2,3 MW | Bonus.B82.2300
570714700000106538 | 2003-06-17 | 2300 | 82.4 | 68.8 | BONUS | 2,3 MW | 376 | Guldborgsund | HAV | Uoplyst | hav | 677708.199 | 6046088.017 | GST, 15-05-2019 | 0 | BONUS 2,3 MW | Bonus.B82.2300
570714700000106545 | 2003-06-17 | 2300 | 82.4 | 68.8 | BONUS | 2,3 MW | 376 | Guldborgsund | HAV | Uoplyst | hav | 677727.016 | 6045606.397 | GST, 15-05-2019 | 0 | BONUS 2,3 MW | Bonus.B82.2300
570714700000106552 | 2003-06-17 | 2300 | 82.4 | 68.8 | BONUS | 2,3 MW | 376 | Guldborgsund | HAV | Uoplyst | hav | 678435.688 | 6049340.408 | GST, 15-05-2019 | 0 | BONUS 2,3 MW | Bonus.B82.2300
570714700000106569 | 2003-06-17 | 2300 | 82.4 | 68.8 | BONUS | 2,3 MW | 376 | Guldborgsund | HAV | Uoplyst | hav | 678454.602 | 6048858.788 | GST, 15-05-2019 | 0 | BONUS 2,3 MW | Bonus.B82.2300
570714700000106576 | 2003-06-17 | 2300 | 82.4 | 68.8 | BONUS | 2,3 MW | 376 | Guldborgsund | HAV | Uoplyst | hav | 678473.515 | 6048377.169 | GST, 15-05-2019 | 0 | BONUS 2,3 MW | Bonus.B82.2300
570714700000106583 | 2003-06-17 | 2300 | 82.4 | 68.8 | BONUS | 2,3 MW | 376 | Guldborgsund | HAV | Uoplyst | hav | 678492.426 | 6047895.55 | GST, 15-05-2019 | 0 | BONUS 2,3 MW | Bonus.B82.2300
570714700000106590 | 2003-06-17 | 2300 | 82.4 | 68.8 | BONUS | 2,3 MW | 376 | Guldborgsund | HAV | Uoplyst | hav | 678511.293 | 6047415.043 | GST, 15-05-2019 | 0 | BONUS 2,3 MW | Bonus.B82.2300
570714700000106606 | 2003-06-17 | 2300 | 82.4 | 68.8 | BONUS | 2,3 MW | 376 | Guldborgsund | HAV | Uoplyst | hav | 678530.203 | 6046933.424 | GST, 15-05-2019 | 0 | BONUS 2,3 MW | Bonus.B82.2300
570714700000106613 | 2003-06-17 | 2300 | 82.4 | 68.8 | BONUS | 2,3 MW | 376 | Guldborgsund | HAV | Uoplyst | hav | 678549.111 | 6046451.806 | GST, 15-05-2019 | 0 | BONUS 2,3 MW | Bonus.B82.2300
570714700000106620 | 2003-06-17 | 2300 | 82.4 | 68.8 | BONUS | 2,3 MW | 376 | Guldborgsund | HAV | Uoplyst | hav | 678568.018 | 6045970.187 | GST, 15-05-2019 | 0 | BONUS 2,3 MW | Bonus.B82.2300
570714700000106637 | 2003-06-17 | 2300 | 82.4 | 68.8 | BONUS | 2,3 MW | 376 | Guldborgsund | HAV | Uoplyst | hav | 678586.925 | 6045488.569 | GST, 15-05-2019 | 0 | BONUS 2,3 MW | Bonus.B82.2300
570715000001465047 | 2015-08-19 | 2300 | 93 | 80 | SIEMENS | SWT 2.3-93 | 400 | Bornholm | LAND | Nyker | 34g | 866970 | 6127812 | SDFE2018 | 29389 | SIEMENS SWT 2.3-93 | Siemens.SWT.2.3.93
570715000001465054 | 2015-08-21 | 2300 | 93 | 80 | SIEMENS | SWT 2.3-93 | 400 | Bornholm | LAND | Nyker | 34h | 866800.1 | 6127996.86 | SDFE2018 | 29390 | SIEMENS SWT 2.3-93 | Siemens.SWT.2.3.93
570715000001465061 | 2015-08-20 | 2300 | 93 | 80 | SIEMENS | SWT 2.3-93 | 400 | Bornholm | LAND | Klemensker | 89h | 866630.3 | 6128181.96 | SDFE2018 | 29391 | SIEMENS SWT 2.3-93 | Siemens.SWT.2.3.93
570715000000089152 | 2010-08-10 | 2300 | 93 | 80 | SIEMENS | SWT 2.3-93 | 440 | Kerteminde | LAND | Vigerø-Lindø inddæmning, Munkebo | 2e | 595956.6 | 6146707 | SDFE2018 | 17999 | SIEMENS SWT 2.3-93 | Siemens.SWT.2.3.93
570715000000089169 | 2010-08-10 | 2300 | 93 | 80 | SIEMENS | SWT 2.3-93 | 440 | Kerteminde | LAND | Vigerø-Lindø inddæmning, Munkebo | 1b | 595700.83 | 6146955.83 | SDFE2018 | 18000 | SIEMENS SWT 2.3-93 | Siemens.SWT.2.3.93
570715000000089176 | 2010-08-14 | 2300 | 93 | 80 | SIEMENS | SWT 2.3-93 | 440 | Kerteminde | LAND | Vigerø-Lindø inddæmning, Munkebo | 1b | 595444.34 | 6147204.99 | SDFE2018 | 18001 | SIEMENS SWT 2.3-93 | Siemens.SWT.2.3.93
570715000000089183 | 2010-08-04 | 2300 | 93 | 80 | SIEMENS | SWT 2.3-93 | 440 | Kerteminde | LAND | Vigerø-Lindø inddæmning, Munkebo | 1l | 595187.82 | 6147454.34 | SDFE2018 | 18002 | SIEMENS SWT 2.3-93 | Siemens.SWT.2.3.93
570715000000088391 | 2009-10-09 | 2300 | 93 | 80 | SIEMENS | SWT 2.3-93 | 479 | Svendborg | LAND | Vårø By, Bjerreby | 9d | 601384.08 | 6092211.14 | SDFE2018 | 50752 | SIEMENS SWT 2.3-93 | Siemens.SWT.2.3.93
570715000000088407 | 2009-10-09 | 2300 | 93 | 80 | SIEMENS | SWT 2.3-93 | 479 | Svendborg | LAND | Hellev By, Bjerreby | 2a | 601109.28 | 6092491.89 | SDFE2018 | 50753 | SIEMENS SWT 2.3-93 | Siemens.SWT.2.3.93
570715000001338242 | 2013-09-12 | 2300 | 93 | 80 | SIEMENS | SWT 2.3-93 | 530 | Billund | LAND | Filskov By, Filskov | 23b | 503018.88 | 6188008.7 | SDFE2018 | 16113 | SIEMENS SWT 2.3-93 | Siemens.SWT.2.3.93
570715000001338310 | 2013-09-12 | 2300 | 93 | 80 | SIEMENS | SWT 2.3-93 | 530 | Billund | LAND | Filskov By, Filskov | 5ab | 502911.31 | 6187751.3 | SDFE2018 | 16114 | SIEMENS SWT 2.3-93 | Siemens.SWT.2.3.93
570715000001338389 | 2013-09-24 | 2300 | 93 | 80 | SIEMENS | SWT 2.3-93 | 530 | Billund | LAND | Filskov By, Filskov | 5m | 502804.75 | 6187496.9 | SDFE2018 | 16115 | SIEMENS SWT 2.3-93 | Siemens.SWT.2.3.93
570715000001269089 | 2013-04-09 | 2300 | 93 | 80 | SIEMENS | SWT 2.3-93 | 540 | Sønderborg | LAND | Mintebjerg | 114 | 560879.37 | 6085104.32 | SDFE2018 | 4579508 | SIEMENS SWT 2.3-93 | Siemens.SWT.2.3.93
570715000001269140 | 2013-04-11 | 2300 | 93 | 80 | SIEMENS | SWT 2.3-93 | 540 | Sønderborg | LAND | Mintebjerg Hørup | 116 | 561019.85 | 6084904.09 | SDFE2018 | 44579509 | SIEMENS SWT 2.3-93 | Siemens.SWT.2.3.93
570715000000086632 | 2009-05-14 | 2300 | 93 | 55 | SIEMENS | SWT 2.3-93 | 561 | Esbjerg | HAV | Horns Rev | hav | 408909 | 6163045 | GST, 18-02-2013 | WH2 G7 | SIEMENS SWT 2.3-93 | Siemens.SWT.2.3.93
570715000000086649 | 2009-05-14 | 2300 | 93 | 55 | SIEMENS | SWT 2.3-93 | 561 | Esbjerg | HAV | Horns Rev | hav | 409430 | 6162884 | GST, 18-02-2013 | WH2 G6 | SIEMENS SWT 2.3-93 | Siemens.SWT.2.3.93
570715000000087059 | 2009-05-16 | 2300 | 93 | 55 | SIEMENS | SWT 2.3-93 | 561 | Esbjerg | HAV | Horns Rev | hav | 409950 | 6162723 | GST, 18-02-2013 | WH2 G5 | SIEMENS SWT 2.3-93 | Siemens.SWT.2.3.93
570715000000087240 | 2009-05-14 | 2300 | 93 | 55 | SIEMENS | SWT 2.3-93 | 561 | Esbjerg | HAV | Horns Rev | hav | 410471 | 6162562 | GST, 18-02-2013 | WH2 G4 | SIEMENS SWT 2.3-93 | Siemens.SWT.2.3.93
570715000000087264 | 2009-05-14 | 2300 | 93 | 55 | SIEMENS | SWT 2.3-93 | 561 | Esbjerg | HAV | Horns Rev | hav | 410991 | 6162401 | GST, 18-02-2013 | WH2 G3 | SIEMENS SWT 2.3-93 | Siemens.SWT.2.3.93
570715000000087271 | 2009-05-13 | 2300 | 93 | 55 | SIEMENS | SWT 2.3-93 | 561 | Esbjerg | HAV | Horns Rev | hav | 411512 | 6162239 | GST, 18-02-2013 | WH2 G2 | SIEMENS SWT 2.3-93 | Siemens.SWT.2.3.93
570715000000087288 | 2009-05-13 | 2300 | 93 | 55 | SIEMENS | SWT 2.3-93 | 561 | Esbjerg | HAV | Horns Rev | hav | 412033 | 6162078 | GST, 18-02-2013 | WH2 G1 | SIEMENS SWT 2.3-93 | Siemens.SWT.2.3.93
570715000000087295 | 2009-06-06 | 2300 | 93 | 55 | SIEMENS | SWT 2.3-93 | 561 | Esbjerg | HAV | Horns Rev | hav | 408669 | 6162172 | GST, 18-02-2013 | WH2 F7 | SIEMENS SWT 2.3-93 | Siemens.SWT.2.3.93
570715000000087301 | 2009-06-01 | 2300 | 93 | 55 | SIEMENS | SWT 2.3-93 | 561 | Esbjerg | HAV | Horns Rev | hav | 409199 | 6162045 | GST, 18-02-2013 | WH2 F6 | SIEMENS SWT 2.3-93 | Siemens.SWT.2.3.93
570715000000087318 | 2009-06-01 | 2300 | 93 | 55 | SIEMENS | SWT 2.3-93 | 561 | Esbjerg | HAV | Horns Rev | hav | 409729 | 6161918 | GST, 18-02-2013 | WH2 F5 | SIEMENS SWT 2.3-93 | Siemens.SWT.2.3.93
570715000000087325 | 2009-06-07 | 2300 | 93 | 55 | SIEMENS | SWT 2.3-93 | 561 | Esbjerg | HAV | Horns Rev | hav | 410259 | 6161791 | GST, 18-02-2013 | WH2 F4 | SIEMENS SWT 2.3-93 | Siemens.SWT.2.3.93
570715000000087332 | 2009-06-06 | 2300 | 93 | 55 | SIEMENS | SWT 2.3-93 | 561 | Esbjerg | HAV | Horns Rev | hav | 410789 | 6161664 | GST, 18-02-2013 | WH2 F3 | SIEMENS SWT 2.3-93 | Siemens.SWT.2.3.93
570715000000087349 | 2009-06-01 | 2300 | 93 | 55 | SIEMENS | SWT 2.3-93 | 561 | Esbjerg | HAV | Horns Rev | hav | 411319 | 6161536 | GST, 18-02-2013 | WH2 F2 | SIEMENS SWT 2.3-93 | Siemens.SWT.2.3.93
570715000000087356 | 2009-06-01 | 2300 | 93 | 55 | SIEMENS | SWT 2.3-93 | 561 | Esbjerg | HAV | Horns Rev | hav | 411849 | 6161409 | GST, 18-02-2013 | WH2 F1 | SIEMENS SWT 2.3-93 | Siemens.SWT.2.3.93
570715000000087363 | 2009-08-05 | 2300 | 93 | 55 | SIEMENS | SWT 2.3-93 | 561 | Esbjerg | HAV | Horns Rev | hav | 408487 | 6161286 | GST, 18-02-2013 | WH2 E7 | SIEMENS SWT 2.3-93 | Siemens.SWT.2.3.93
570715000000087370 | 2009-08-06 | 2300 | 93 | 55 | SIEMENS | SWT 2.3-93 | 561 | Esbjerg | HAV | Horns Rev | hav | 409024 | 6161093 | GST, 18-02-2013 | WH2 E6 | SIEMENS SWT 2.3-93 | Siemens.SWT.2.3.93
570715000000087387 | 2009-08-05 | 2300 | 93 | 55 | SIEMENS | SWT 2.3-93 | 561 | Esbjerg | HAV | Horns Rev | hav | 409561 | 6161100 | GST, 18-02-2013 | WH2 E5 | SIEMENS SWT 2.3-93 | Siemens.SWT.2.3.93
570715000000087394 | 2009-08-04 | 2300 | 93 | 55 | SIEMENS | SWT 2.3-93 | 561 | Esbjerg | HAV | Horns Rev | hav | 410098 | 6161008 | GST, 18-02-2013 | WH2 E4 | SIEMENS SWT 2.3-93 | Siemens.SWT.2.3.93
570715000000087400 | 2009-08-04 | 2300 | 93 | 55 | SIEMENS | SWT 2.3-93 | 561 | Esbjerg | HAV | Horns Rev | hav | 410635 | 6160915 | GST, 18-02-2013 | WH2 E3 | SIEMENS SWT 2.3-93 | Siemens.SWT.2.3.93
570715000000087417 | 2009-08-04 | 2300 | 93 | 55 | SIEMENS | SWT 2.3-93 | 561 | Esbjerg | HAV | Horns Rev | hav | 411172 | 6160822 | GST, 18-02-2013 | WH2 E2 | SIEMENS SWT 2.3-93 | Siemens.SWT.2.3.93
570715000000087424 | 2009-08-03 | 2300 | 93 | 55 | SIEMENS | SWT 2.3-93 | 561 | Esbjerg | HAV | Horns Rev | hav | 411709 | 6160729 | GST, 18-02-2013 | WH2 E1 | SIEMENS SWT 2.3-93 | Siemens.SWT.2.3.93
570715000000087431 | 2009-06-24 | 2300 | 93 | 55 | SIEMENS | SWT 2.3-93 | 561 | Esbjerg | HAV | Horns Rev | hav | 408361 | 6160390 | GST, 18-02-2013 | WH2 D7 | SIEMENS SWT 2.3-93 | Siemens.SWT.2.3.93
570715000000087448 | 2009-09-15 | 2300 | 93 | 55 | SIEMENS | SWT 2.3-93 | 561 | Esbjerg | HAV | Horns Rev | hav | 408903 | 6160332 | GST, 18-02-2013 | WH2 D6 | SIEMENS SWT 2.3-93 | Siemens.SWT.2.3.93
570715000000087455 | 2009-08-07 | 2300 | 93 | 55 | SIEMENS | SWT 2.3-93 | 561 | Esbjerg | HAV | Horns Rev | hav | 409445 | 6160274 | GST, 18-02-2013 | WH2 D5 | SIEMENS SWT 2.3-93 | Siemens.SWT.2.3.93
570715000000087462 | 2009-06-24 | 2300 | 93 | 55 | SIEMENS | SWT 2.3-93 | 561 | Esbjerg | HAV | Horns Rev | hav | 409987 | 6160216 | GST, 18-02-2013 | WH2 D4 | SIEMENS SWT 2.3-93 | Siemens.SWT.2.3.93
570715000000087479 | 2009-06-22 | 2300 | 93 | 55 | SIEMENS | SWT 2.3-93 | 561 | Esbjerg | HAV | Horns Rev | hav | 410529 | 6160158 | GST, 18-02-2013 | WH2 D3 | SIEMENS SWT 2.3-93 | Siemens.SWT.2.3.93
570715000000087486 | 2009-06-23 | 2300 | 93 | 55 | SIEMENS | SWT 2.3-93 | 561 | Esbjerg | HAV | Horns Rev | hav | 411071 | 6160100 | GST, 18-02-2013 | WH2 D2 | SIEMENS SWT 2.3-93 | Siemens.SWT.2.3.93
570715000000087493 | 2009-08-05 | 2300 | 93 | 55 | SIEMENS | SWT 2.3-93 | 561 | Esbjerg | HAV | Horns Rev | hav | 411613 | 6160042 | GST, 18-02-2013 | WH2 D1 | SIEMENS SWT 2.3-93 | Siemens.SWT.2.3.93
570715000000087509 | 2009-08-07 | 2300 | 93 | 55 | SIEMENS | SWT 2.3-93 | 561 | Esbjerg | HAV | Horns Rev | hav | 408294 | 6159487 | GST, 18-02-2013 | WH2 C7 | SIEMENS SWT 2.3-93 | Siemens.SWT.2.3.93
570715000000087516 | 2009-08-05 | 2300 | 93 | 55 | SIEMENS | SWT 2.3-93 | 561 | Esbjerg | HAV | Horns Rev | hav | 408839 | 6159464 | GST, 18-02-2013 | WH2 C6 | SIEMENS SWT 2.3-93 | Siemens.SWT.2.3.93
570715000000087523 | 2009-08-07 | 2300 | 93 | 55 | SIEMENS | SWT 2.3-93 | 561 | Esbjerg | HAV | Horns Rev | hav | 409383 | 6159441 | GST, 18-02-2013 | WH2 C5 | SIEMENS SWT 2.3-93 | Siemens.SWT.2.3.93
570715000000087530 | 2009-08-05 | 2300 | 93 | 55 | SIEMENS | SWT 2.3-93 | 561 | Esbjerg | HAV | Horns Rev | hav | 409928 | 6159419 | GST, 18-02-2013 | WH2 C4 | SIEMENS SWT 2.3-93 | Siemens.SWT.2.3.93
570715000000087547 | 2009-08-05 | 2300 | 93 | 55 | SIEMENS | SWT 2.3-93 | 561 | Esbjerg | HAV | Horns Rev | hav | 410472 | 6159396 | GST, 18-02-2013 | WH2 C3 | SIEMENS SWT 2.3-93 | Siemens.SWT.2.3.93
570715000000087554 | 2009-08-05 | 2300 | 93 | 55 | SIEMENS | SWT 2.3-93 | 561 | Esbjerg | HAV | Horns Rev | hav | 411017 | 6159373 | GST, 18-02-2013 | WH2 C2 | SIEMENS SWT 2.3-93 | Siemens.SWT.2.3.93
570715000000087561 | 2009-08-05 | 2300 | 93 | 55 | SIEMENS | SWT 2.3-93 | 561 | Esbjerg | HAV | Horns Rev | hav | 411561 | 6159350 | GST, 18-02-2013 | WH2 C1 | SIEMENS SWT 2.3-93 | Siemens.SWT.2.3.93
570715000000087578 | 2009-08-08 | 2300 | 93 | 55 | SIEMENS | SWT 2.3-93 | 561 | Esbjerg | HAV | Horns Rev | hav | 408286 | 6158582 | GST, 18-02-2013 | WH2 B7 | SIEMENS SWT 2.3-93 | Siemens.SWT.2.3.93
570715000000087585 | 2009-08-10 | 2300 | 93 | 55 | SIEMENS | SWT 2.3-93 | 561 | Esbjerg | HAV | Horns Rev | hav | 408830 | 6158594 | GST, 18-02-2013 | WH2 B6 | SIEMENS SWT 2.3-93 | Siemens.SWT.2.3.93
570715000000087592 | 2009-08-08 | 2300 | 93 | 55 | SIEMENS | SWT 2.3-93 | 561 | Esbjerg | HAV | Horns Rev | hav | 409375 | 6158607 | GST, 18-02-2013 | WH2 B5 | SIEMENS SWT 2.3-93 | Siemens.SWT.2.3.93
570715000000087608 | 2009-08-07 | 2300 | 93 | 55 | SIEMENS | SWT 2.3-93 | 561 | Esbjerg | HAV | Horns Rev | hav | 409920 | 6158619 | GST, 18-02-2013 | WH2 B4 | SIEMENS SWT 2.3-93 | Siemens.SWT.2.3.93
570715000000087615 | 2009-08-06 | 2300 | 93 | 55 | SIEMENS | SWT 2.3-93 | 561 | Esbjerg | HAV | Horns Rev | hav | 410465 | 6158631 | GST, 18-02-2013 | WH2 B3 | SIEMENS SWT 2.3-93 | Siemens.SWT.2.3.93
570715000000087622 | 2009-08-07 | 2300 | 93 | 55 | SIEMENS | SWT 2.3-93 | 561 | Esbjerg | HAV | Horns Rev | hav | 411010 | 6158644 | GST, 18-02-2013 | WH2 B2 | SIEMENS SWT 2.3-93 | Siemens.SWT.2.3.93
570715000000087639 | 2009-08-07 | 2300 | 93 | 55 | SIEMENS | SWT 2.3-93 | 561 | Esbjerg | HAV | Horns Rev | hav | 411555 | 6158656 | GST, 18-02-2013 | WH2 B1 | SIEMENS SWT 2.3-93 | Siemens.SWT.2.3.93
570715000000087646 | 2009-08-08 | 2300 | 93 | 55 | SIEMENS | SWT 2.3-93 | 561 | Esbjerg | HAV | Horns Rev | hav | 408335 | 6157678 | GST, 18-02-2013 | WH2 A7 | SIEMENS SWT 2.3-93 | Siemens.SWT.2.3.93
570715000000087653 | 2009-08-07 | 2300 | 93 | 55 | SIEMENS | SWT 2.3-93 | 561 | Esbjerg | HAV | Horns Rev | hav | 408878 | 6157726 | GST, 18-02-2013 | WH2 A6 | SIEMENS SWT 2.3-93 | Siemens.SWT.2.3.93
570715000000087660 | 2009-08-07 | 2300 | 93 | 55 | SIEMENS | SWT 2.3-93 | 561 | Esbjerg | HAV | Horns Rev | hav | 409421 | 6157773 | GST, 18-02-2013 | WH2 A5 | SIEMENS SWT 2.3-93 | Siemens.SWT.2.3.93
570715000000087677 | 2009-08-08 | 2300 | 93 | 55 | SIEMENS | SWT 2.3-93 | 561 | Esbjerg | HAV | Horns Rev | hav | 409964 | 6157821 | GST, 18-02-2013 | WH2 A4 | SIEMENS SWT 2.3-93 | Siemens.SWT.2.3.93
570715000000087684 | 2009-08-10 | 2300 | 93 | 55 | SIEMENS | SWT 2.3-93 | 561 | Esbjerg | HAV | Horns Rev | hav | 410507 | 6157868 | GST, 18-02-2013 | WH2 A3 | SIEMENS SWT 2.3-93 | Siemens.SWT.2.3.93
570715000000087691 | 2009-08-09 | 2300 | 93 | 55 | SIEMENS | SWT 2.3-93 | 561 | Esbjerg | HAV | Horns Rev | hav | 411050 | 6157916 | GST, 18-02-2013 | WH2 A2 | SIEMENS SWT 2.3-93 | Siemens.SWT.2.3.93
570715000000087707 | 2009-08-10 | 2300 | 93 | 55 | SIEMENS | SWT 2.3-93 | 561 | Esbjerg | HAV | Horns Rev | hav | 411593 | 6157963 | GST, 18-02-2013 | WH2 A1 | SIEMENS SWT 2.3-93 | Siemens.SWT.2.3.93
570715000000087714 | 2009-09-17 | 2300 | 93 | 55 | SIEMENS | SWT 2.3-93 | 561 | Esbjerg | HAV | Horns Rev | hav | 410916 | 6167080 | GST, 18-02-2013 | WH2 L7 | SIEMENS SWT 2.3-93 | Siemens.SWT.2.3.93
570715000000087721 | 2009-09-19 | 2300 | 93 | 55 | SIEMENS | SWT 2.3-93 | 561 | Esbjerg | HAV | Horns Rev | hav | 411359 | 6166762 | GST, 18-02-2013 | WH2 L6 | SIEMENS SWT 2.3-93 | Siemens.SWT.2.3.93
570715000000087738 | 2009-09-18 | 2300 | 93 | 55 | SIEMENS | SWT 2.3-93 | 561 | Esbjerg | HAV | Horns Rev | hav | 411801 | 6166444 | GST, 18-02-2013 | WH2 L5 | SIEMENS SWT 2.3-93 | Siemens.SWT.2.3.93
570715000000087745 | 2009-09-18 | 2300 | 93 | 55 | SIEMENS | SWT 2.3-93 | 561 | Esbjerg | HAV | Horns Rev | hav | 412244 | 6166126 | GST, 18-02-2013 | WH2 L4 | SIEMENS SWT 2.3-93 | Siemens.SWT.2.3.93
570715000000087752 | 2009-09-18 | 2300 | 93 | 55 | SIEMENS | SWT 2.3-93 | 561 | Esbjerg | HAV | Horns Rev | hav | 412687 | 6165808 | GST, 18-02-2013 | WH2 L3 | SIEMENS SWT 2.3-93 | Siemens.SWT.2.3.93
570715000000087769 | 2009-09-17 | 2300 | 93 | 55 | SIEMENS | SWT 2.3-93 | 561 | Esbjerg | HAV | Horns Rev | hav | 413129 | 6165490 | GST, 18-02-2013 | WH2 L2 | SIEMENS SWT 2.3-93 | Siemens.SWT.2.3.93
570715000000087776 | 2009-09-16 | 2300 | 93 | 55 | SIEMENS | SWT 2.3-93 | 561 | Esbjerg | HAV | Horns Rev | hav | 413572 | 6165172 | GST, 18-02-2013 | WH2 L1 | SIEMENS SWT 2.3-93 | Siemens.SWT.2.3.93
570715000000087783 | 2009-10-10 | 2300 | 93 | 55 | SIEMENS | SWT 2.3-93 | 561 | Esbjerg | HAV | Horns Rev | hav | 411468 | 6167798 | GST, 18-02-2013 | WH2 M7 | SIEMENS SWT 2.3-93 | Siemens.SWT.2.3.93
570715000000087790 | 2009-10-06 | 2300 | 93 | 55 | SIEMENS | SWT 2.3-93 | 561 | Esbjerg | HAV | Horns Rev | hav | 411889 | 6167452 | GST, 18-02-2013 | WH2 M6 | SIEMENS SWT 2.3-93 | Siemens.SWT.2.3.93
570715000000087806 | 2009-10-10 | 2300 | 93 | 55 | SIEMENS | SWT 2.3-93 | 561 | Esbjerg | HAV | Horns Rev | hav | 412310 | 6167106 | GST, 18-02-2013 | WH2 M5 | SIEMENS SWT 2.3-93 | Siemens.SWT.2.3.93
570715000000087813 | 2009-10-11 | 2300 | 93 | 55 | SIEMENS | SWT 2.3-93 | 561 | Esbjerg | HAV | Horns Rev | hav | 412731 | 6166760 | GST, 18-02-2013 | WH2 M4 | SIEMENS SWT 2.3-93 | Siemens.SWT.2.3.93
570715000000087820 | 2009-10-14 | 2300 | 93 | 55 | SIEMENS | SWT 2.3-93 | 561 | Esbjerg | HAV | Horns Rev | hav | 413152 | 6166414 | GST, 18-02-2013 | WH2 M3 | SIEMENS SWT 2.3-93 | Siemens.SWT.2.3.93
570715000000087837 | 2009-10-11 | 2300 | 93 | 55 | SIEMENS | SWT 2.3-93 | 561 | Esbjerg | HAV | Horns Rev | hav | 413574 | 6166068 | GST, 18-02-2013 | WH2 M2 | SIEMENS SWT 2.3-93 | Siemens.SWT.2.3.93
570715000000087844 | 2009-10-14 | 2300 | 93 | 55 | SIEMENS | SWT 2.3-93 | 561 | Esbjerg | HAV | Horns Rev | hav | 413995 | 6165722 | GST, 18-02-2013 | WH2 M1 | SIEMENS SWT 2.3-93 | Siemens.SWT.2.3.93
570715000000087851 | 2009-10-10 | 2300 | 93 | 55 | SIEMENS | SWT 2.3-93 | 561 | Esbjerg | HAV | Horns Rev | hav | 409957 | 6165546 | GST, 18-02-2013 | WH2 J7 | SIEMENS SWT 2.3-93 | Siemens.SWT.2.3.93
570715000000087868 | 2009-10-10 | 2300 | 93 | 55 | SIEMENS | SWT 2.3-93 | 561 | Esbjerg | HAV | Horns Rev | hav | 410437 | 6165287 | GST, 18-02-2013 | WH2 J6 | SIEMENS SWT 2.3-93 | Siemens.SWT.2.3.93
570715000000087875 | 2009-10-06 | 2300 | 93 | 55 | SIEMENS | SWT 2.3-93 | 561 | Esbjerg | HAV | Horns Rev | hav | 410917 | 6165029 | GST, 18-02-2013 | WH2 J5 | SIEMENS SWT 2.3-93 | Siemens.SWT.2.3.93
570715000000087882 | 2009-10-15 | 2300 | 93 | 55 | SIEMENS | SWT 2.3-93 | 561 | Esbjerg | HAV | Horns Rev | hav | 411397 | 6164771 | GST, 18-02-2013 | WH2 J4 | SIEMENS SWT 2.3-93 | Siemens.SWT.2.3.93
570715000000087899 | 2009-10-14 | 2300 | 93 | 55 | SIEMENS | SWT 2.3-93 | 561 | Esbjerg | HAV | Horns Rev | hav | 411877 | 6164512 | GST, 18-02-2013 | WH2 J3 | SIEMENS SWT 2.3-93 | Siemens.SWT.2.3.93
570715000000087905 | 2009-10-10 | 2300 | 93 | 55 | SIEMENS | SWT 2.3-93 | 561 | Esbjerg | HAV | Horns Rev | hav | 412357 | 6164254 | GST, 18-02-2013 | WH2 J2 | SIEMENS SWT 2.3-93 | Siemens.SWT.2.3.93
570715000000087912 | 2009-10-14 | 2300 | 93 | 55 | SIEMENS | SWT 2.3-93 | 561 | Esbjerg | HAV | Horns Rev | hav | 412837 | 6163996 | GST, 18-02-2013 | WH2 J1 | SIEMENS SWT 2.3-93 | Siemens.SWT.2.3.93
570715000000087929 | 2009-10-24 | 2300 | 93 | 55 | SIEMENS | SWT 2.3-93 | 561 | Esbjerg | HAV | Horns Rev | hav | 410412 | 6166328 | GST, 18-02-2013 | WH2 K7 | SIEMENS SWT 2.3-93 | Siemens.SWT.2.3.93
570715000000087936 | 2009-10-24 | 2300 | 93 | 55 | SIEMENS | SWT 2.3-93 | 561 | Esbjerg | HAV | Horns Rev | hav | 410874 | 6166040 | GST, 18-02-2013 | WH2 K6 | SIEMENS SWT 2.3-93 | Siemens.SWT.2.3.93
570715000000087943 | 2009-10-27 | 2300 | 93 | 55 | SIEMENS | SWT 2.3-93 | 561 | Esbjerg | HAV | Horns Rev | hav | 411336 | 6165751 | GST, 18-02-2013 | WH2 K5 | SIEMENS SWT 2.3-93 | Siemens.SWT.2.3.93
570715000000087950 | 2009-10-24 | 2300 | 93 | 55 | SIEMENS | SWT 2.3-93 | 561 | Esbjerg | HAV | Horns Rev | hav | 411799 | 6165462 | GST, 18-02-2013 | WH2 K4 | SIEMENS SWT 2.3-93 | Siemens.SWT.2.3.93
570715000000087967 | 2009-10-29 | 2300 | 93 | 55 | SIEMENS | SWT 2.3-93 | 561 | Esbjerg | HAV | Horns Rev | hav | 412261 | 6165173 | GST, 18-02-2013 | WH2 K3 | SIEMENS SWT 2.3-93 | Siemens.SWT.2.3.93
570715000000087974 | 2009-10-30 | 2300 | 93 | 55 | SIEMENS | SWT 2.3-93 | 561 | Esbjerg | HAV | Horns Rev | hav | 412723 | 6164884 | GST, 18-02-2013 | WH2 K2 | SIEMENS SWT 2.3-93 | Siemens.SWT.2.3.93
570715000000087981 | 2009-10-27 | 2300 | 93 | 55 | SIEMENS | SWT 2.3-93 | 561 | Esbjerg | HAV | Horns Rev | hav | 413185 | 6164596 | GST, 18-02-2013 | WH2 K1 | SIEMENS SWT 2.3-93 | Siemens.SWT.2.3.93
570715000000087998 | 2009-12-08 | 2300 | 93 | 55 | SIEMENS | SWT 2.3-93 | 561 | Esbjerg | HAV | Horns Rev | hav | 409204 | 6163901 | GST, 18-02-2013 | WH2 H7 | SIEMENS SWT 2.3-93 | Siemens.SWT.2.3.93
570715000000088001 | 2009-12-08 | 2300 | 93 | 55 | SIEMENS | SWT 2.3-93 | 561 | Esbjerg | HAV | Horns Rev | hav | 409713 | 6163706 | GST, 18-02-2013 | WH2 H6 | SIEMENS SWT 2.3-93 | Siemens.SWT.2.3.93
570715000000088018 | 2009-12-10 | 2300 | 93 | 55 | SIEMENS | SWT 2.3-93 | 561 | Esbjerg | HAV | Horns Rev | hav | 410223 | 6163512 | GST, 18-02-2013 | WH2 H5 | SIEMENS SWT 2.3-93 | Siemens.SWT.2.3.93
570715000000088025 | 2009-12-08 | 2300 | 93 | 55 | SIEMENS | SWT 2.3-93 | 561 | Esbjerg | HAV | Horns Rev | hav | 410732 | 6163317 | GST, 18-02-2013 | WH2 H4 | SIEMENS SWT 2.3-93 | Siemens.SWT.2.3.93
570715000000088032 | 2009-12-08 | 2300 | 93 | 55 | SIEMENS | SWT 2.3-93 | 561 | Esbjerg | HAV | Horns Rev | hav | 411241 | 6163123 | GST, 18-02-2013 | WH2 H3 | SIEMENS SWT 2.3-93 | Siemens.SWT.2.3.93
570715000000088049 | 2009-12-08 | 2300 | 93 | 55 | SIEMENS | SWT 2.3-93 | 561 | Esbjerg | HAV | Horns Rev | hav | 411750 | 6162929 | GST, 18-02-2013 | WH2 H2 | SIEMENS SWT 2.3-93 | Siemens.SWT.2.3.93
570715000000088056 | 2009-12-10 | 2300 | 93 | 55 | SIEMENS | SWT 2.3-93 | 561 | Esbjerg | HAV | Horns Rev | hav | 412259 | 6162734 | GST, 18-02-2013 | WH2 H1 | SIEMENS SWT 2.3-93 | Siemens.SWT.2.3.93
570715000000088063 | 2009-12-15 | 2300 | 93 | 55 | SIEMENS | SWT 2.3-93 | 561 | Esbjerg | HAV | Horns Rev | hav | 409554 | 6164735 | GST, 18-02-2013 | WH2 I7 | SIEMENS SWT 2.3-93 | Siemens.SWT.2.3.93
570715000000088070 | 2009-12-15 | 2300 | 93 | 55 | SIEMENS | SWT 2.3-93 | 561 | Esbjerg | HAV | Horns Rev | hav | 410050 | 6164509 | GST, 18-02-2013 | WH2 I6 | SIEMENS SWT 2.3-93 | Siemens.SWT.2.3.93
570715000000088087 | 2009-12-15 | 2300 | 93 | 55 | SIEMENS | SWT 2.3-93 | 561 | Esbjerg | HAV | Horns Rev | hav | 410545 | 6164282 | GST, 18-02-2013 | WH2 I5 | SIEMENS SWT 2.3-93 | Siemens.SWT.2.3.93
570715000000088094 | 2009-12-15 | 2300 | 93 | 55 | SIEMENS | SWT 2.3-93 | 561 | Esbjerg | HAV | Horns Rev | hav | 411041 | 6164055 | GST, 18-02-2013 | WH2 I4 | SIEMENS SWT 2.3-93 | Siemens.SWT.2.3.93
570715000000088100 | 2009-12-15 | 2300 | 93 | 55 | SIEMENS | SWT 2.3-93 | 561 | Esbjerg | HAV | Horns Rev | hav | 411536 | 6163828 | GST, 18-02-2013 | WH2 I3 | SIEMENS SWT 2.3-93 | Siemens.SWT.2.3.93
570715000000088117 | 2009-12-15 | 2300 | 93 | 55 | SIEMENS | SWT 2.3-93 | 561 | Esbjerg | HAV | Horns Rev | hav | 412032 | 6163601 | GST, 18-02-2013 | WH2 I2 | SIEMENS SWT 2.3-93 | Siemens.SWT.2.3.93
570715000000088124 | 2009-12-15 | 2300 | 93 | 55 | SIEMENS | SWT 2.3-93 | 561 | Esbjerg | HAV | Horns Rev | hav | 412528 | 6163374 | GST, 18-02-2013 | WH2 I1 | SIEMENS SWT 2.3-93 | Siemens.SWT.2.3.93
570715000000115820 | 2011-10-06 | 2300 | 93 | 80 | SIEMENS | SWT 2.3-93 | 661 | Holstebro | LAND | Sevelsted Gde., Sahl | 4 | 486642.44 | 6262360.08 | SDFE2018 | 1200 | SIEMENS SWT 2.3-93 | Siemens.SWT.2.3.93
570715000000115936 | 2011-10-18 | 2300 | 93 | 80 | SIEMENS | SWT 2.3-93 | 661 | Holstebro | LAND | Sevelsted Gde. Sahl | 4 | 486648.69 | 6262714.39 | SDFE2018 | 1201 | SIEMENS SWT 2.3-93 | Siemens.SWT.2.3.93
570715000000115950 | 2011-10-11 | 2300 | 93 | 80 | SIEMENS | SWT 2.3-93 | 661 | Holstebro | LAND | Sevelsted Gde. Sahl | 4 | 486654.05 | 6263069.5 | SDFE2018 | 1202 | SIEMENS SWT 2.3-93 | Siemens.SWT.2.3.93
570715000000062599 | 2003-01-24 | 2300 | 82.4 | 78.8 | BONUS | 2,3 MW | 665 | Lemvig | HAV | Den nordlige Del, Harboøre | 54h | 452277.02 | 6279874.97 | SDFE2018 | 40178 | BONUS 2,3 MW | Bonus.B82.2300
570715000000062605 | 2003-01-29 | 2300 | 82.4 | 78.8 | BONUS | 2,3 MW | 665 | Lemvig | HAV | Ukendt | hav | 452354.76 | 6279600.46 | SDFE2018 | 40178 | BONUS 2,3 MW | Bonus.B82.2300
570715000000062612 | 2003-01-28 | 2300 | 82.4 | 78.8 | BONUS | 2,3 MW | 665 | Lemvig | HAV | Den nordlige Del, Harboøre | 54h | 452433.17 | 6279326.59 | SDFE2018 | 40178 | BONUS 2,3 MW | Bonus.B82.2300
570715000000062629 | 2003-01-21 | 2300 | 82.4 | 78.8 | BONUS | 2,3 MW | 665 | Lemvig | HAV | Den nordlige Del, Harboøre | 54h | 452510.82 | 6279051.84 | SDFE2018 | 40178 | BONUS 2,3 MW | Bonus.B82.2300
570715000000084317 | 2008-11-06 | 2300 | 93 | 80 | SIEMENS | SWT 2.3-93 | 730 | Randers | LAND | Sødring By, Sødring | 17n | 580154.75 | 6279722.77 | SDFE2018 | 95213 | SIEMENS SWT 2.3-93 | Siemens.SWT.2.3.93
570715000000084324 | 2008-11-05 | 2300 | 92.6 | 80 | SIEMENS | SWT 2.3-93 | 730 | Randers | LAND | Sødring By, Sødring | 7f | 580676.69 | 6279772.97 | SDFE2018 | 95214 | SIEMENS SWT 2.3-93 | Siemens.SWT.2.3.93
570715000000084331 | 2008-11-04 | 2300 | 92.6 | 80 | SIEMENS | SWT 2.3-93 | 730 | Randers | LAND | Sødring By, Sødring | 6f | 581200.63 | 6279823.85 | SDFE2018 | 95215 | SIEMENS SWT 2.3-93 | Siemens.SWT.2.3.93
570715000000084348 | 2008-11-06 | 2300 | 92.6 | 80 | SIEMENS | SWT 2.3-93 | 730 | Randers | LAND | Sødring By, Sødring | 5c | 581721.33 | 6279873.75 | SDFE2018 | 95216 | SIEMENS SWT 2.3-93 | Siemens.SWT.2.3.93
570715000000084355 | 2008-11-06 | 2300 | 92.6 | 80 | SIEMENS | SWT 2.3-93 | 730 | Randers | LAND | Sødring By, Sødring | 7e | 582183.82 | 6279918.45 | SDFE2018 | 95217 | SIEMENS SWT 2.3-93 | Siemens.SWT.2.3.93
570715000000084362 | 2008-11-18 | 2300 | 92.6 | 80 | SIEMENS | SWT 2.3-93 | 730 | Randers | LAND | Bjerre By, Udbyneder | 2l | 579908.13 | 6280186.22 | SDFE2018 | 95218 | SIEMENS SWT 2.3-93 | Siemens.SWT.2.3.93
570715000000084386 | 2008-11-20 | 2300 | 92.6 | 80 | SIEMENS | SWT 2.3-93 | 730 | Randers | LAND | Bjerre By, Udbyneder | 2l | 580429.93 | 6280236.7 | SDFE2018 | 95219 | SIEMENS SWT 2.3-93 | Siemens.SWT.2.3.93
570715000000084393 | 2008-11-19 | 2300 | 92.6 | 80 | SIEMENS | SWT 2.3-93 | 730 | Randers | LAND | Bjerre By, Udbynder | 2l | 580952.29 | 6280286.92 | SDFE2018 | 95220 | SIEMENS SWT 2.3-93 | Siemens.SWT.2.3.93
570715000000084409 | 2008-11-21 | 2300 | 92.6 | 80 | SIEMENS | SWT 2.3-93 | 730 | Randers | LAND | Bjerre By, Udbyneder | 2l | 581475.72 | 6280337.37 | SDFE2018 | 95221 | SIEMENS SWT 2.3-93 | Siemens.SWT.2.3.93
570715000000084416 | 2008-11-25 | 2300 | 92.6 | 80 | SIEMENS | SWT 2.3-93 | 730 | Randers | LAND | Bjerre By, Udbyneder | 2l | 581947.16 | 6280382.99 | SDFE2018 | 95222 | SIEMENS SWT 2.3-93 | Siemens.SWT.2.3.93
570715000000062926 | 2003-02-08 | 2300 | 84.6 | 61.2 | BONUS | 2,3 MW | 741 | Samsø | HAV | Hav | Hav | 599425.19 | 6177554.977 | GST, 15-05-2019 | 200233 | BONUS 2,3 MW | Bonus.B82.2300
570715000000062933 | 2003-02-08 | 2300 | 84.6 | 61.2 | BONUS | 2,3 MW | 741 | Samsø | HAV | Hav | Hav | 599432.146 | 6177254.529 | GST, 15-05-2019 | 200234 | BONUS 2,3 MW | Bonus.B82.2300
570715000000062940 | 2003-02-08 | 2300 | 84.6 | 61.2 | BONUS | 2,3 MW | 741 | Samsø | HAV | Hav | Hav | 599438.968 | 6176954.082 | GST, 15-05-2019 | 200235 | BONUS 2,3 MW | Bonus.B82.2300
570715000000062957 | 2003-02-08 | 2300 | 84.6 | 61.2 | BONUS | 2,3 MW | 741 | Samsø | HAV | Hav | Hav | 599445.606 | 6176655.86 | GST, 15-05-2019 | 200236 | BONUS 2,3 MW | Bonus.B82.2300
570715000000062964 | 2003-02-08 | 2300 | 84.6 | 61.2 | BONUS | 2,3 MW | 741 | Samsø | HAV | Hav | Hav | 599452.875 | 6176355.413 | GST, 15-05-2019 | 200237 | BONUS 2,3 MW | Bonus.B82.2300
570715000000062971 | 2003-02-08 | 2300 | 84.6 | 61.2 | BONUS | 2,3 MW | 741 | Samsø | HAV | Hav | Hav | 599459.657 | 6176052.74 | GST, 15-05-2019 | 200238 | BONUS 2,3 MW | Bonus.B82.2300
570715000000062995 | 2003-02-08 | 2300 | 84.6 | 61.2 | BONUS | 2,3 MW | 741 | Samsø | HAV | Hav | Hav | 599473.593 | 6175455.185 | GST, 15-05-2019 | 200240 | BONUS 2,3 MW | Bonus.B82.2300
570715000000063008 | 2003-02-08 | 2300 | 84.6 | 61.2 | BONUS | 2,3 MW | 741 | Samsø | HAV | Hav | Hav | 599479.301 | 6175154.738 | GST, 15-05-2019 | 200241 | BONUS 2,3 MW | Bonus.B82.2300
570715000000063015 | 2003-02-08 | 2300 | 84.6 | 61.2 | BONUS | 2,3 MW | 741 | Samsø | HAV | Hav | Hav | 599486.298 | 6174854.291 | GST, 15-05-2019 | 200242 | BONUS 2,3 MW | Bonus.B82.2300
570715000001592651 | 2018-01-23 | 2300 | 93 | 61.5 | SIEMENS | SWT 2.3-93 | 741 | Samsø | HAV | Offshore | 1 | 599466.043 | 6175755.631 | GST, 15-05-2019 | 200239 | SIEMENS SWT 2.3-93 | Siemens.SWT.2.3.93
570715000000025907 | 2000-06-30 | 2300 | 82.4 | 79 | BONUS | 2 MW (Prototype) | 756 | Ikast-Brande | LAND | Omvrå by | 4v | 500398.86 | 6191796.28 | SDFE2018 | 16083 | BONUS 2 MW (Prototype) | Bonus.B82.2300
570715000000083648 | 2008-03-05 | 2300 | 93 | 80 | SIEMENS | SWT 2.3-93 | 760 | Ringkøbing-Skjern | LAND | Den nordlige del, No | 1n | 461093.58 | 6220539.08 | SDFE2018 | 85084 | SIEMENS SWT 2.3-93 | Siemens.SWT.2.3.93
570715000000083655 | 2008-03-05 | 2300 | 93 | 80 | SIEMENS | SWT 2.3-93 | 760 | Ringkøbing-Skjern | LAND | Den nordlige del, No | 1n | 461203.49 | 6220274.95 | SDFE2018 | 85085 | SIEMENS SWT 2.3-93 | Siemens.SWT.2.3.93
570715000000083730 | 2008-03-05 | 2300 | 93 | 80 | SIEMENS | SWT 2.3-93 | 760 | Ringkøbing-Skjern | LAND | Den nordlige del, No | 1m | 460920.66 | 6220311.65 | SDFE2018 | 85086 | SIEMENS SWT 2.3-93 | Siemens.SWT.2.3.93
570715000000057465 | 2003-04-16 | 2300 | 82.4 | 80 | BONUS | 2,3 MW | 813 | Frederikshavn | HAV | Frederikshavn | maltrev | 593555.3 | 6368073.21 | SDFE2018 | 40183440 | BONUS 2,3 MW | Bonus.B82.2300
570715000000057489 | 2003-05-28 | 2300 | 90 | 80 | Nordex | N 90/2300 | 813 | Frederikshavn | HAV | Frederikshavn | maltrev | 593961.64 | 6367668 | SDFE2018 | 40188143 | Nordex N 90/2300 | Nordex.N90.2300
570715000000086892 | 2009-07-24 | 2300 | 93 | 80 | SIEMENS | SWT 2.3-93 | 820 | Vesthimmerlands | LAND | Tolstrup By, Næsborg | 43c | 520697.57 | 6317665.38 | SDFE2018 | 526 | SIEMENS SWT 2.3-93 | Siemens.SWT.2.3.93
570715000000086908 | 2009-07-28 | 2300 | 93 | 80 | SIEMENS | SWT 2.3-93 | 820 | Vesthimmerlands | LAND | Tolstrup By, Næsborg | 2k | 521167.5 | 6317794.86 | SDFE2018 | 527 | SIEMENS SWT 2.3-93 | Siemens.SWT.2.3.93
570715000000086915 | 2009-07-24 | 2300 | 93 | 80 | SIEMENS | SWT 2.3-93 | 820 | Vesthimmerlands | LAND | Tolstrup By, Næsborg | 5b | 521637.41 | 6317923.7 | SDFE2018 | 528 | SIEMENS SWT 2.3-93 | Siemens.SWT.2.3.93
570715000000086922 | 2009-07-18 | 2300 | 93 | 80 | SIEMENS | SWT 2.3-93 | 820 | Vesthimmerlands | LAND | Tolstrup By, Næsborg | 76 | 522107.17 | 6318052.88 | SDFE2018 | 530 | SIEMENS SWT 2.3-93 | Siemens.SWT.2.3.93
570715000000086939 | 2009-07-21 | 2300 | 93 | 80 | SIEMENS | SWT 2.3-93 | 820 | Vesthimmerlands | LAND | Nørrekær Enge, Næsborg | 154a | 522575.83 | 6318182.07 | SDFE2018 | 531 | SIEMENS SWT 2.3-93 | Siemens.SWT.2.3.93
570715000000086946 | 2010-07-22 | 2300 | 93 | 80 | SIEMENS | SWT 2.3-93 | 820 | Vesthimmerlands | LAND | Nørrekær Enge, Næsborg | 151f | 523046.47 | 6318311.35 | SDFE2018 | 532 | SIEMENS SWT 2.3-93 | Siemens.SWT.2.3.93
570715000000086953 | 2009-08-11 | 2300 | 93 | 80 | SIEMENS | SWT 2.3-93 | 820 | Vesthimmerlands | LAND | Nørrekær Enge, Næsborg | 160d | 523516.21 | 6318440.05 | SDFE2018 | 533 | SIEMENS SWT 2.3-93 | Siemens.SWT.2.3.93
570715000000091087 | 2010-10-05 | 2300 | 92.6 | 80 | SIEMENS | SWT 2.3-93 | 820 | Vesthimmerlands | LAND | Svoldrup by, Vognsild | 5a | 522898.55 | 6292219.65 | SDFE2018 | 544 | SIEMENS SWT 2.3-93 | Siemens.SWT.2.3.93
570715000000091094 | 2010-10-06 | 2300 | 92.6 | 80 | SIEMENS | SWT 2.3-93 | 820 | Vesthimmerlands | LAND | Svoldrup by, Vognsild | 1a | 523405.39 | 6292215.86 | SDFE2018 | 545 | SIEMENS SWT 2.3-93 | Siemens.SWT.2.3.93
570715000000091100 | 2010-10-12 | 2300 | 92.6 | 80 | SIEMENS | SWT 2.3-93 | 820 | Vesthimmerlands | LAND | Svoldrup by, Vognsild | 4h | 523911.53 | 6292212.25 | SDFE2018 | 546 | SIEMENS SWT 2.3-93 | Siemens.SWT.2.3.93
570715000000091148 | 2010-10-20 | 2300 | 92.6 | 80 | SIEMENS | SWT 2.3-93 | 820 | Vesthimmerlands | LAND | Svoldrup by, Vognsild | 7a | 524419.06 | 6292208.11 | SDFE2018 | 550 | SIEMENS SWT 2.3-93 | Siemens.SWT.2.3.93
570715000000091155 | 2010-10-25 | 2300 | 92.6 | 80 | SIEMENS | SWT 2.3-93 | 820 | Vesthimmerlands | LAND | Svoldrup by, Vognsild | 12m | 524925.65 | 6292204.4 | SDFE2018 | 551 | SIEMENS SWT 2.3-93 | Siemens.SWT.2.3.93
570715000000091162 | 2010-10-20 | 2300 | 92.6 | 80 | SIEMENS | SWT 2.3-93 | 820 | Vesthimmerlands | LAND | Svoldrup by, Vognsild | 15c | 525430.98 | 6292200.58 | SDFE2018 | 552 | SIEMENS SWT 2.3-93 | Siemens.SWT.2.3.93
570715000000084591 | 2008-11-17 | 2300 | 92.6 | 80 | SIEMENS | SWT 2.3-93 | 849 | Jammerbugt | LAND | Sdr. Saltum By, Saltum | 28v | 542509.62 | 6345401.38 | SDFE2018 | 152146 | SIEMENS SWT 2.3-93 | Siemens.SWT.2.3.93
570715000000084614 | 2008-11-15 | 2300 | 92.6 | 80 | SIEMENS | SWT 2.3-93 | 849 | Jammerbugt | LAND | Sdr. Saltum By, Saltum | 28u | 542360.21 | 6345030.75 | SDFE2018 | 152144 | SIEMENS SWT 2.3-93 | Siemens.SWT.2.3.93
570715000000090332 | 2010-08-02 | 2300 | 92.6 | 80 | SIEMENS | SWT 2.3-93 | 849 | Jammerbugt | LAND | Øslev By, Kettrup | 18f | 516200.47 | 6320612.58 | SDFE2018 | 21086 | SIEMENS SWT 2.3-93 | Siemens.SWT.2.3.93
570715000000090349 | 2010-07-29 | 2300 | 92.6 | 80 | SIEMENS | SWT 2.3-93 | 849 | Jammerbugt | LAND | Øslev By, Kettrup | 18g | 515909.17 | 6320780.02 | SDFE2018 | 21087 | SIEMENS SWT 2.3-93 | Siemens.SWT.2.3.93
570715000000090356 | 2010-07-30 | 2300 | 92.6 | 80 | SIEMENS | SWT 2.3-93 | 849 | Jammerbugt | LAND | Øslev By, Kettrup | 18g | 515617.43 | 6320946.6 | SDFE2018 | 21088 | SIEMENS SWT 2.3-93 | Siemens.SWT.2.3.93
570715000000090363 | 2010-07-27 | 2300 | 92.6 | 80 | SIEMENS | SWT 2.3-93 | 849 | Jammerbugt | LAND | Øslev By, Kettrup | 14e | 515328.36 | 6321113.39 | SDFE2018 | 21089 | SIEMENS SWT 2.3-93 | Siemens.SWT.2.3.93
570715000000090370 | 2010-07-24 | 2300 | 92.6 | 80 | SIEMENS | SWT 2.3-93 | 849 | Jammerbugt | LAND | Øslev By, Kettrup | 18g | 515035.83 | 6321281.46 | SDFE2018 | 21090 | SIEMENS SWT 2.3-93 | Siemens.SWT.2.3.93
570715000000057328 | 2002-12-19 | 2300 | 82.4 | 80 | BONUS | 2,3 MW | 851 | Ålborg | LAND | Klarup by | 1b | 565527.85 | 6322087.04 | SDFE2018 | 044-435/5 | BONUS 2,3 MW | Bonus.B82.2300
570715000000057335 | 2002-12-19 | 2300 | 82.4 | 80 | BONUS | 2,3 MW | 851 | Ålborg | LAND | Klarup by | 1b | 565776.58 | 6321930.96 | SDFE2018 | 044-435/6 | BONUS 2,3 MW | Bonus.B82.2300
570715000000086960 | 2009-08-06 | 2300 | 93 | 80 | SIEMENS | SWT 2.3-93 | 851 | Ålborg | LAND | Nørrekær Enge, Farstrup | 69p | 523982.08 | 6318569.18 | SDFE2018 | 534 | SIEMENS SWT 2.3-93 | Siemens.SWT.2.3.93
570715000000086977 | 2009-08-04 | 2300 | 93 | 80 | SIEMENS | SWT 2.3-93 | 851 | Ålborg | LAND | Nørrekær Enge, Farstrup | 83 | 524454.34 | 6318698.14 | SDFE2018 | 535 | SIEMENS SWT 2.3-93 | Siemens.SWT.2.3.93
570715000000086984 | 2009-08-18 | 2300 | 93 | 80 | SIEMENS | SWT 2.3-93 | 851 | Ålborg | LAND | Nørrekær Enge, Farstrup | 30b | 524922.52 | 6318827.1 | SDFE2018 | 536 | SIEMENS SWT 2.3-93 | Siemens.SWT.2.3.93
570715000000086991 | 2009-08-28 | 2300 | 93 | 80 | SIEMENS | SWT 2.3-93 | 851 | Ålborg | LAND | Nørrekær Enge, Farstrup | 39m | 525391.29 | 6318955.9 | SDFE2018 | 537 | SIEMENS SWT 2.3-93 | Siemens.SWT.2.3.93
570715000000087004 | 2009-08-24 | 2300 | 93 | 80 | SIEMENS | SWT 2.3-93 | 851 | Ålborg | LAND | Nørrekær Enge, Farstrup | 22a | 525860.88 | 6319085.07 | SDFE2018 | 538 | SIEMENS SWT 2.3-93 | Siemens.SWT.2.3.93
570715000000087011 | 2009-08-25 | 2300 | 93 | 80 | SIEMENS | SWT 2.3-93 | 851 | Ålborg | LAND | Nørrekær Enge, Farstrup | 10c | 526331.69 | 6319214.45 | SDFE2018 | 539 | SIEMENS SWT 2.3-93 | Siemens.SWT.2.3.93
570715000000088162 | 2009-10-11 | 2300 | 93 | 80 | SIEMENS | SWT 2.3-93 | 851 | Ålborg | LAND | Lyngdrup by, Horsens | 3k | 567632.17 | 6333408.13 | SDFE2018 | 72011 | SIEMENS SWT 2.3-93 | Siemens.SWT.2.3.93
570715000000088193 | 2009-10-11 | 2300 | 93 | 80 | SIEMENS | SWT 2.3-93 | 851 | Ålborg | LAND | Lyngdrup by, Horsens | 3n | 567898.98 | 6333275.09 | SDFE2018 | 72012 | SIEMENS SWT 2.3-93 | Siemens.SWT.2.3.93
570715000000088209 | 2009-10-11 | 2300 | 93 | 80 | SIEMENS | SWT 2.3-93 | 851 | Ålborg | LAND | Lyngdrup by, Horsens | 4k | 568163.89 | 6333142.67 | SDFE2018 | 72013 | SIEMENS SWT 2.3-93 | Siemens.SWT.2.3.93
570715000000088216 | 2009-11-03 | 2300 | 93 | 80 | SIEMENS | SWT 2.3-93 | 851 | Ålborg | LAND | Lyngdrup by, Horsens | 4l | 568431.39 | 6333009.63 | SDFE2018 | 72014 | SIEMENS SWT 2.3-93 | Siemens.SWT.2.3.93
570715000000088223 | 2009-10-29 | 2300 | 93 | 80 | SIEMENS | SWT 2.3-93 | 851 | Ålborg | LAND | Lyngdrup by, Horsens | 4m | 568697.88 | 6332876.82 | SDFE2018 | 72015 | SIEMENS SWT 2.3-93 | Siemens.SWT.2.3.93
570715000000088230 | 2009-10-29 | 2300 | 93 | 80 | SIEMENS | SWT 2.3-93 | 851 | Ålborg | LAND | Lyngdrup by, Horsens | 4n | 568964.42 | 6332744.14 | SDFE2018 | 72016 | SIEMENS SWT 2.3-93 | Siemens.SWT.2.3.93
570715000000088247 | 2009-11-02 | 2300 | 93 | 80 | SIEMENS | SWT 2.3-93 | 851 | Ålborg | LAND | Lyngdrup by, Horsens | 4o | 569230.85 | 6332611.27 | SDFE2018 | 72017 | SIEMENS SWT 2.3-93 | Siemens.SWT.2.3.93
571313134700403703 | 2016-11-16 | 2200 | 100 | 72 | Vestas Wind Systems A/S | V100-2.0 | 661 | Holstebro | LAND | Hessel, Borbjerg | 1dc | 490182.16 | 6244370.53 | SDFE2018 | 40370 | Vestas Wind Systems A/S V100-2.0 | Vestas.V100.2000
571313134700403710 | 2016-11-24 | 2200 | 100 | 72 | Vestas Wind Systems A/S | V100-2.0 | 661 | Holstebro | LAND | Hessel, Borbjerg | 1dd | 490105.74 | 6244683.7 | SDFE2018 | 40371 | Vestas Wind Systems A/S V100-2.0 | Vestas.V100.2000
571313134700403727 | 2016-11-23 | 2200 | 100 | 72 | Vestas Wind Systems A/S | V100-2.0 | 661 | Holstebro | LAND | Hessel, Borbjerg | 1de | 490029.53 | 6244994.55 | SDFE2018 | 40372 | Vestas Wind Systems A/S V100-2.0 | Vestas.V100.2000
571313134700403734 | 2016-12-05 | 2200 | 100 | 72 | Vestas Wind Systems A/S | V100-2.0 | 661 | Holstebro | LAND | Hessel, Borbjerg | 1df | 489952.74 | 6245308.59 | SDFE2018 | 40373 | Vestas Wind Systems A/S V100-2.0 | Vestas.V100.2000
571313134700403741 | 2016-12-13 | 2200 | 100 | 72 | Vestas Wind Systems A/S | V100-2.0 | 661 | Holstebro | LAND | Hessel, Borbjerg | 1dg | 489873.92 | 6245631.81 | SDFE2018 | 40374 | Vestas Wind Systems A/S V100-2.0 | Vestas.V100.2000
571313134700403758 | 2016-12-21 | 2200 | 100 | 72 | Vestas Wind Systems A/S | V100-2.0 | 661 | Holstebro | LAND | Hessel, Borbjerg | 1dh | 489793.9 | 6245960.26 | SDFE2018 | 40375 | Vestas Wind Systems A/S V100-2.0 | Vestas.V100.2000
571313134700403765 | 2016-12-19 | 2200 | 100 | 72 | Vestas Wind Systems A/S | V100-2.0 | 661 | Holstebro | LAND | Hessel, Borbjerg | 1di | 489713.48 | 6246288.58 | SDFE2018 | 40376 | Vestas Wind Systems A/S V100-2.0 | Vestas.V100.2000
571313134700403772 | 2016-11-19 | 2200 | 100 | 72 | Vestas Wind Systems A/S | V100-2.0 | 661 | Holstebro | LAND | Hessel, Borbjerg | 1dk | 490702.3 | 6244292.94 | SDFE2018 | 40377 | Vestas Wind Systems A/S V100-2.0 | Vestas.V100.2000
571313134700403789 | 2016-11-24 | 2200 | 100 | 72 | Vestas Wind Systems A/S | V100-2.0 | 661 | Holstebro | LAND | Hessel, Borbjerg | 1dl | 490625.03 | 6244606.09 | SDFE2018 | 40378 | Vestas Wind Systems A/S V100-2.0 | Vestas.V100.2000
571313134700403796 | 2016-11-21 | 2200 | 100 | 72 | Vestas Wind Systems A/S | V100-2.0 | 661 | Holstebro | LAND | Hessel, Borbjerg | 1dm | 490549.24 | 6244917.19 | SDFE2018 | 40379 | Vestas Wind Systems A/S V100-2.0 | Vestas.V100.2000
571313134700403802 | 2016-12-21 | 2200 | 100 | 72 | Vestas Wind Systems A/S | V100-2.0 | 661 | Holstebro | LAND | Hessel, Borbjerg | 1dn | 490472.43 | 6245230.77 | SDFE2018 | 40380 | Vestas Wind Systems A/S V100-2.0 | Vestas.V100.2000
571313134700403819 | 2016-12-06 | 2200 | 100 | 72 | Vestas Wind Systems A/S | V100-2.0 | 661 | Holstebro | LAND | Hessel, Borbjerg | 1do | 490393.96 | 6245554.55 | SDFE2018 | 40381 | Vestas Wind Systems A/S V100-2.0 | Vestas.V100.2000
571313134700403826 | 2016-12-06 | 2200 | 100 | 72 | Vestas Wind Systems A/S | V100-2.0 | 661 | Holstebro | LAND | Hessel, Borbjerg | 1dp | 490313.09 | 6245882.64 | SDFE2018 | 40382 | Vestas Wind Systems A/S V100-2.0 | Vestas.V100.2000
571313134700403833 | 2016-12-06 | 2200 | 100 | 72 | Vestas Wind Systems A/S | V100-2.0 | 661 | Holstebro | LAND | Hessel, Borbjerg | 1dq | 490233.01 | 6246211 | SDFE2018 | 40383 | Vestas Wind Systems A/S V100-2.0 | Vestas.V100.2000
571313134700403840 | 2016-11-29 | 2200 | 100 | 72 | Vestas Wind Systems A/S | V100-2.0 | 661 | Holstebro | LAND | Den Østlige Del, Borbjerg | 44q | 491221.5 | 6244215.27 | SDFE2018 | 40384 | Vestas Wind Systems A/S V100-2.0 | Vestas.V100.2000
571313134700403857 | 2016-11-29 | 2200 | 100 | 72 | Vestas Wind Systems A/S | V100-2.0 | 661 | Holstebro | LAND | Den Østlige Del, Borbjerg | 44h | 491144.57 | 6244528.03 | SDFE2018 | 40385 | Vestas Wind Systems A/S V100-2.0 | Vestas.V100.2000
571313134700403864 | 2016-11-29 | 2200 | 100 | 72 | Vestas Wind Systems A/S | V100-2.0 | 661 | Holstebro | LAND | Den Østlige Del, Borbjerg | 44i | 491069 | 6244839.27 | SDFE2018 | 40386 | Vestas Wind Systems A/S V100-2.0 | Vestas.V100.2000
571313134700403871 | 2016-12-03 | 2200 | 100 | 72 | Vestas Wind Systems A/S | V100-2.0 | 661 | Holstebro | LAND | Den Østlige Del, Borbjerg | 44k | 490991.98 | 6245153.11 | SDFE2018 | 40387 | Vestas Wind Systems A/S V100-2.0 | Vestas.V100.2000
571313134700403888 | 2016-11-12 | 2200 | 100 | 72 | Vestas Wind Systems A/S | V100-2.0 | 661 | Holstebro | LAND | Den Østlige Del, Borbjerg | 14æ | 490913.19 | 6245476.97 | SDFE2018 | 40388 | Vestas Wind Systems A/S V100-2.0 | Vestas.V100.2000
571313134700403895 | 2016-11-26 | 2200 | 100 | 72 | Vestas Wind Systems A/S | V100-2.0 | 661 | Holstebro | LAND | Den Østlige Del, Borbjerg | 14ø | 490833.29 | 6245805.01 | SDFE2018 | 40389 | Vestas Wind Systems A/S V100-2.0 | Vestas.V100.2000
571313134700403901 | 2016-11-09 | 2200 | 100 | 72 | Vestas Wind Systems A/S | V100-2.0 | 661 | Holstebro | LAND | Den Østlige Del, Borbjerg | 56 | 490752.43 | 6246133.74 | SDFE2018 | 40390 | Vestas Wind Systems A/S V100-2.0 | Vestas.V100.2000
571313134700404144 | 2017-12-27 | 2200 | 100 | 75 | Vestas Wind Systems A/S | V100-2.2 MW | 661 | Holstebro | LAND | Bur By, Bur | 1d | 467317 | 6248184 | SDFE2018 | 40414 | Vestas Wind Systems A/S V100-2.2 MW | Vestas.V100.2000
571313134700404151 | 2017-12-27 | 2200 | 100 | 75 | Vestas Wind Systems A/S | V100-2.2 MW | 661 | Holstebro | LAND | Bur By, Bur | 1d | 467253 | 6247953 | SDFE2018 | 40415 | Vestas Wind Systems A/S V100-2.2 MW | Vestas.V100.2000
571313134700404168 | 2018-01-05 | 2200 | 100 | 75 | Vestas Wind Systems A/S | V100-2.2 MW | 661 | Holstebro | LAND | Bur By, Bur | 1d | 467189.76 | 6247720.96 | SDFE2018 | 40416 | Vestas Wind Systems A/S V100-2.2 MW | Vestas.V100.2000
571313134700404175 | 2017-12-29 | 2200 | 100 | 75 | Vestas Wind Systems A/S | V100-2.2 MW | 661 | Holstebro | LAND | Bur By, Bur | 1d | 467670 | 6248209 | SDFE2018 | 40417 | Vestas Wind Systems A/S V100-2.2 MW | Vestas.V100.2000
571313134700404182 | 2017-12-29 | 2200 | 100 | 75 | Vestas Wind Systems A/S | V100-2.2 MW | 661 | Holstebro | LAND | Bur by, Bur | 1d | 467607 | 6247977 | SDFE2018 | 40418 | Vestas Wind Systems A/S V100-2.2 MW | Vestas.V100.2000
571313134700404199 | 2018-01-24 | 2200 | 100 | 75 | Vestas Wind Systems A/S | V100-2.2 MW | 661 | Holstebro | LAND | Bur by, Bur | 1d | 467543.82 | 6247744.23 | SDFE2018 | 40419 | Vestas Wind Systems A/S V100-2.2 MW | Vestas.V100.2000
571313113162149152 | 2018-02-15 | 2200 | 100 | 75 | Vestas Wind Systems A/S | V100-2.2 MW | 727 | Odder | LAND | Trustrup By, Trustrup | 2e | 563818 | 6196778 | SDFE2018 | 4146032 | Vestas Wind Systems A/S V100-2.2 MW | Vestas.V100.2000
571313113162149176 | 2018-02-12 | 2200 | 100 | 75 | Vestas Wind Systems A/S | V100-2.2 MW | 727 | Odder | LAND | Trustrup By, Trustrup | 2e | 563565 | 6196725 | SDFE2018 | 4146033 | Vestas Wind Systems A/S V100-2.2 MW | Vestas.V100.2000
571313134890188473 | 2018-02-14 | 2200 | 120 | 89.5 | Vestas Wind Systems A/S | V120-2.2 MW | 760 | Ringkøbing-Skjern | LAND | 0 | 0 | 459308.32 | 6211626.69 | Stamdata | 85112 | Vestas Wind Systems A/S V120-2.2 MW | Vestas.V100.2000
570715000002035164 | 2020-12-17 | 2100 | 82 | 58.7 | ENERCON GmbH | E-82 E4 | 727 | Odder | LAND | 15k | 15k | 565816.26 | 6202672.809 | Stamdata |  | ENERCON GmbH E-82 E4 | Enercon.E82.3000
570714700000003226 | 1999-08-12 | 2000 | 72 | 68 | NEG Micon | NM 2000 | 316 | Holbæk | LAND | Lammefjorden, Hagested | 1bx | 661108.07 | 6183057.5 | SDFE2018 | 026-00688 | NEG Micon NM 2000 | NEG.Micon.NM64c.1500
570714700000003523 | 2000-06-07 | 2000 | 72 | 68 | NEG Micon | NM 2000 | 316 | Holbæk | LAND | Lammefjorden, Hagested | 1bv | 661100.91 | 6182857.33 | SDFE2018 | 026-00689 | NEG Micon NM 2000 | NEG.Micon.NM64c.1500
570714700000003530 | 2000-06-05 | 2000 | 72 | 68 | NEG Micon | NM 2000 | 316 | Holbæk | LAND | Lammefjorden, Hagested | 1by | 661593.09 | 6182639.92 | SDFE2018 | 026-00693 | NEG Micon NM 2000 | NEG.Micon.NM64c.1500
570714700000013034 | 2000-05-11 | 2000 | 72 | 68 | NEG Micon | NM 2000 | 316 | Holbæk | LAND | Lammefjorden, Hagested | 1s | 661093.06 | 6182658.77 | SDFE2018 | 40046865 | NEG Micon NM 2000 | NEG.Micon.NM64c.1500
570714700000013041 | 2000-05-12 | 2000 | 72 | 68 | NEG Micon | NM 2000 | 316 | Holbæk | LAND | Lammefjorden, Hagested | 1bt | 661606.4 | 6183040.48 | SDFE2018 | 40046874 | NEG Micon NM 2000 | NEG.Micon.NM64c.1500
570714700000013058 | 2000-05-12 | 2000 | 72 | 68 | NEG Micon | NM 2000 | 316 | Holbæk | LAND | Lammefjorden, Hagested | 1bu | 661599.47 | 6182840.89 | SDFE2018 | 40046883 | NEG Micon NM 2000 | NEG.Micon.NM64c.1500
571313174000839574 | 2016-05-13 | 2000 | 100 | 80 | Vestas Wind Systems A/S | V100-2.0 | 326 | Kalundborg | LAND | Løgtved by, Viskinge | 1a | 643042 | 6172733 | SDFE2018 | 60747761 | Vestas Wind Systems A/S V100-2.0 | Vestas.V100.2000
571313174000839604 | 2016-05-09 | 2000 | 100 | 80 | Vestas Wind Systems A/S | V100-2.0 | 326 | Kalundborg | LAND | Løgtved by, Viskinge | 1a | 643022 | 6172413 | SDFE2018 | 60747767 | Vestas Wind Systems A/S V100-2.0 | Vestas.V100.2000
571313174000839611 | 2016-05-09 | 2000 | 100 | 80 | Vestas Wind Systems A/S | V100-2.0 | 326 | Kalundborg | LAND | Løgtved by, Viskinge | 3 | 643002 | 6172093 | SDFE2018 | 60747769 | Vestas Wind Systems A/S V100-2.0 | Vestas.V100.2000
570714700000107016 | 2006-04-10 | 2000 | 80 | 60 | Vestas Wind Systems A/S | V 80 2 | 400 | Bornholm | LAND | Åker | 61a | 875777.27 | 6117959.48 | SDFE2018 | 60007-1 | Vestas Wind Systems A/S V 80 2 | Vestas.V80.2000
570714700000107023 | 2006-04-10 | 2000 | 80 | 60 | Vestas Wind Systems A/S | V 80 2 | 400 | Bornholm | LAND | Åker | 62a | 875855.83 | 6118196.63 | SDFE2018 | 60007-2 | Vestas Wind Systems A/S V 80 2 | Vestas.V80.2000
570714700000107030 | 2006-04-10 | 2000 | 80 | 60 | Vestas Wind Systems A/S | V 80 2 | 400 | Bornholm | LAND | Åker | 64a | 875934.32 | 6118434.49 | SDFE2018 | 60007-3 | Vestas Wind Systems A/S V 80 2 | Vestas.V80.2000
570715000000060168 | 2002-12-05 | 2000 | 80 | 60 | Vestas Wind Systems A/S | V 80-2 MW | 492 | Ærø | LAND | Risemark | 26b | 589425.55 | 6076946.01 | Stamdata | 5333/1 | Vestas Wind Systems A/S V 80-2 MW | Vestas.V80.2000
570715000000060175 | 2002-12-05 | 2000 | 80 | 60 | Vestas Wind Systems A/S | V 80-2 MW | 492 | Ærø | LAND | Risemark | 28b | 589773.05 | 6076762.69 | SDFE2018 | 5333/2 | Vestas Wind Systems A/S V 80-2 MW | Vestas.V80.2000
570715000000060182 | 2002-12-05 | 2000 | 80 | 60 | Vestas Wind Systems A/S | V 80-2 MW | 492 | Ærø | LAND | Risemark | 31b | 590118.25 | 6076574.36 | SDFE2018 | 5333/3 | Vestas Wind Systems A/S V 80-2 MW | Vestas.V80.2000
570715000000139437 | 2011-11-02 | 2000 | 80 | 60 | Vestas Wind Systems A/S | V 80-2 MW | 492 | Ærø | LAND | Dunkær By | 10b | 590758.57 | 6075909.15 | SDFE2018 | 5671 | Vestas Wind Systems A/S V 80-2 MW | Vestas.V80.2000
570715000000139444 | 2011-11-02 | 2000 | 80 | 60 | Vestas Wind Systems A/S | V 80-2 MW | 492 | Ærø | LAND | Dunkær By | 11a | 591043.47 | 6075679.18 | SDFE2018 | 5672 | Vestas Wind Systems A/S V 80-2 MW | Vestas.V80.2000
570715000000139468 | 2011-11-03 | 2000 | 80 | 60 | Vestas Wind Systems A/S | V 80-2 MW | 492 | Ærø | LAND | Dunkær By | 1a | 591328.79 | 6075449.47 | SDFE2018 | 5673 | Vestas Wind Systems A/S V 80-2 MW | Vestas.V80.2000
571313134402392213 | 2013-07-23 | 2000 | 80 | 78 | Vestas Wind Systems A/S | V 80-2 MW VCS | 530 | Billund | LAND | Trøllund By, Hejnsvig | 2i | 503494.09 | 6172288.44 | SDFE2018 | 344239221 | Vestas Wind Systems A/S V 80-2 MW VCS | Vestas.V80.2000
571313134402392220 | 2013-07-25 | 2000 | 80 | 78 | Vestas Wind Systems A/S | V 80-2 MW VCS | 530 | Billund | LAND | Trøllund By, Hejnsvig | 2i | 503349.4 | 6172483.9 | SDFE2018 | 344239222 | Vestas Wind Systems A/S V 80-2 MW VCS | Vestas.V80.2000
571313134402392268 | 2013-07-23 | 2000 | 80 | 78 | Vestas Wind Systems A/S | V 80-2 MW VCS | 530 | Billund | LAND | Trøllund By Hejnsvig | 1b | 503200.14 | 6172680.17 | SDFE2018 | 344239226 | Vestas Wind Systems A/S V 80-2 MW VCS | Vestas.V80.2000
570715000000035661 | 1996-03-01 | 2000 | 80 | 60 | Vestas Wind Systems A/S | V 80 2 | 561 | Esbjerg | LAND | Tjæreborg By | 2bn | 474626.77 | 6144623.34 | SDFE2018 | WTJ | Vestas Wind Systems A/S V 80 2 | Vestas.V80.2000
570715000000056178 | 2001-12-27 | 2000 | 80 | 60 | Vestas Wind Systems A/S | V 80 2 | 561 | Esbjerg | LAND | Tjæreborg By | 3ø | 474300.26 | 6144747.58 | SDFE2018 | 344225524 | Vestas Wind Systems A/S V 80 2 | Vestas.V80.2000
570715000000061769 | 2002-09-04 | 2000 | 80 | 70 | Vestas Wind Systems A/S | V 80 | 561 | Esbjerg | HAV | Horns Rev | hav | 423974 | 6151447 | GST, 18-02-2013 | WH1101 | Vestas Wind Systems A/S V 80 | Vestas.V80.2000
570715000000061776 | 2002-09-11 | 2000 | 80 | 70 | Vestas Wind Systems A/S | V 80 | 561 | Esbjerg | HAV | Horns Rev | hav | 424042 | 6150891 | GST, 18-02-2013 | WH1102 | Vestas Wind Systems A/S V 80 | Vestas.V80.2000
570715000000061783 | 2002-12-10 | 2000 | 80 | 70 | Vestas Wind Systems A/S | V 80 | 561 | Esbjerg | HAV | Horns Rev | hav | 424111 | 6150335 | GST, 18-02-2013 | WH1103 | Vestas Wind Systems A/S V 80 | Vestas.V80.2000
570715000000061790 | 2002-11-16 | 2000 | 80 | 70 | Vestas Wind Systems A/S | V 80 | 561 | Esbjerg | HAV | Horns Rev | hav | 424179 | 6149780 | GST, 18-02-2013 | WH1104 | Vestas Wind Systems A/S V 80 | Vestas.V80.2000
570715000000061806 | 2002-09-19 | 2000 | 80 | 70 | Vestas Wind Systems A/S | V 80 | 561 | Esbjerg | HAV | Horns Rev | hav | 424247 | 6149224 | GST, 18-02-2013 | WH1105 | Vestas Wind Systems A/S V 80 | Vestas.V80.2000
570715000000061813 | 2002-09-08 | 2000 | 80 | 70 | Vestas Wind Systems A/S | V 80 | 561 | Esbjerg | HAV | Horns Rev | hav | 424315 | 6148668 | GST, 18-02-2013 | WH1106 | Vestas Wind Systems A/S V 80 | Vestas.V80.2000
570715000000061820 | 2002-09-24 | 2000 | 80 | 70 | Vestas Wind Systems A/S | V 80 | 561 | Esbjerg | HAV | Horns Rev | hav | 424384 | 6148112 | GST, 18-02-2013 | WH1107 | Vestas Wind Systems A/S V 80 | Vestas.V80.2000
570715000000061837 | 2002-09-29 | 2000 | 80 | 70 | Vestas Wind Systems A/S | V 80 | 561 | Esbjerg | HAV | Horns Rev | hav | 424452 | 6147556 | GST, 18-02-2013 | WH1108 | Vestas Wind Systems A/S V 80 | Vestas.V80.2000
570715000000061844 | 2002-08-29 | 2000 | 80 | 70 | Vestas Wind Systems A/S | V 80 | 561 | Esbjerg | HAV | Horns Rev | hav | 424534 | 6151447 | GST, 18-02-2013 | WH1111 | Vestas Wind Systems A/S V 80 | Vestas.V80.2000
570715000000061851 | 2002-09-12 | 2000 | 80 | 70 | Vestas Wind Systems A/S | V 80 | 561 | Esbjerg | HAV | Horns Rev | hav | 424602 | 6150891 | GST, 18-02-2013 | WH1112 | Vestas Wind Systems A/S V 80 | Vestas.V80.2000
570715000000061868 | 2002-09-12 | 2000 | 80 | 70 | Vestas Wind Systems A/S | V 80 | 561 | Esbjerg | HAV | Horns Rev | hav | 424671 | 6150335 | GST, 18-02-2013 | WH1113 | Vestas Wind Systems A/S V 80 | Vestas.V80.2000
570715000000061875 | 2002-09-12 | 2000 | 80 | 70 | Vestas Wind Systems A/S | V 80 | 561 | Esbjerg | HAV | Horns Rev | hav | 424739 | 6149780 | GST, 18-02-2013 | WH1114 | Vestas Wind Systems A/S V 80 | Vestas.V80.2000
570715000000061882 | 2002-09-19 | 2000 | 80 | 70 | Vestas Wind Systems A/S | V 80 | 561 | Esbjerg | HAV | Horns Rev | hav | 424807 | 6149224 | GST, 18-02-2013 | WH1115 | Vestas Wind Systems A/S V 80 | Vestas.V80.2000
570715000000061899 | 2002-10-07 | 2000 | 80 | 70 | Vestas Wind Systems A/S | V 80 | 561 | Esbjerg | HAV | Horns Rev | hav | 424875 | 6148668 | GST, 18-02-2013 | WH1116 | Vestas Wind Systems A/S V 80 | Vestas.V80.2000
570715000000061905 | 2002-09-24 | 2000 | 80 | 70 | Vestas Wind Systems A/S | V 80 | 561 | Esbjerg | HAV | Horns Rev | hav | 424944 | 6148112 | GST, 18-02-2013 | WH1117 | Vestas Wind Systems A/S V 80 | Vestas.V80.2000
570715000000061912 | 2002-09-26 | 2000 | 80 | 70 | Vestas Wind Systems A/S | V 80 | 561 | Esbjerg | HAV | Horns Rev | hav | 425012 | 6147556 | GST, 18-02-2013 | WH1118 | Vestas Wind Systems A/S V 80 | Vestas.V80.2000
570715000000061929 | 2002-10-02 | 2000 | 80 | 70 | Vestas Wind Systems A/S | V 80 | 561 | Esbjerg | HAV | Horns Rev | hav | 425094 | 6151447 | GST, 18-02-2013 | WH1221 | Vestas Wind Systems A/S V 80 | Vestas.V80.2000
570715000000061936 | 2002-09-29 | 2000 | 80 | 70 | Vestas Wind Systems A/S | V 80 | 561 | Esbjerg | HAV | Horns Rev | hav | 425162 | 6150891 | GST, 18-02-2013 | WH1222 | Vestas Wind Systems A/S V 80 | Vestas.V80.2000
570715000000061943 | 2002-09-29 | 2000 | 80 | 70 | Vestas Wind Systems A/S | V 80 | 561 | Esbjerg | HAV | Horns Rev | hav | 425231 | 6150335 | GST, 18-02-2013 | WH1223 | Vestas Wind Systems A/S V 80 | Vestas.V80.2000
570715000000061950 | 2002-10-06 | 2000 | 80 | 70 | Vestas Wind Systems A/S | V 80 | 561 | Esbjerg | HAV | Horns Rev | hav | 425299 | 6149780 | GST, 18-02-2013 | WH1224 | Vestas Wind Systems A/S V 80 | Vestas.V80.2000
570715000000061967 | 2002-10-16 | 2000 | 80 | 70 | Vestas Wind Systems A/S | V 80 | 561 | Esbjerg | HAV | Horns Rev | hav | 425367 | 6149224 | GST, 18-02-2013 | WH1225 | Vestas Wind Systems A/S V 80 | Vestas.V80.2000
570715000000061974 | 2002-10-02 | 2000 | 80 | 70 | Vestas Wind Systems A/S | V 80 | 561 | Esbjerg | HAV | Horns Rev | hav | 425435 | 6148668 | GST, 18-02-2013 | WH1226 | Vestas Wind Systems A/S V 80 | Vestas.V80.2000
570715000000061981 | 2002-10-18 | 2000 | 80 | 70 | Vestas Wind Systems A/S | V 80 | 561 | Esbjerg | HAV | Horns Rev | hav | 425504 | 6148112 | GST, 18-02-2013 | WH1227 | Vestas Wind Systems A/S V 80 | Vestas.V80.2000
570715000000061998 | 2002-10-07 | 2000 | 80 | 70 | Vestas Wind Systems A/S | V 80 | 561 | Esbjerg | HAV | Horns Rev | hav | 425572 | 6147556 | GST, 18-02-2013 | WH1228 | Vestas Wind Systems A/S V 80 | Vestas.V80.2000
570715000000062001 | 2002-09-03 | 2000 | 80 | 70 | Vestas Wind Systems A/S | V 80 | 561 | Esbjerg | HAV | Horns Rev | hav | 425654 | 6151447 | GST, 18-02-2013 | WH1231 | Vestas Wind Systems A/S V 80 | Vestas.V80.2000
570715000000062018 | 2002-10-16 | 2000 | 80 | 70 | Vestas Wind Systems A/S | V 80 | 561 | Esbjerg | HAV | Horns Rev | hav | 425722 | 6150891 | GST, 18-02-2013 | WH1232 | Vestas Wind Systems A/S V 80 | Vestas.V80.2000
570715000000062025 | 2002-10-07 | 2000 | 80 | 70 | Vestas Wind Systems A/S | V 80 | 561 | Esbjerg | HAV | Horns Rev | hav | 425791 | 6150335 | GST, 18-02-2013 | WH1233 | Vestas Wind Systems A/S V 80 | Vestas.V80.2000
570715000000062032 | 2002-10-18 | 2000 | 80 | 70 | Vestas Wind Systems A/S | V 80 | 561 | Esbjerg | HAV | Horns Rev | hav | 425859 | 6149780 | GST, 18-02-2013 | WH1234 | Vestas Wind Systems A/S V 80 | Vestas.V80.2000
570715000000062049 | 2002-12-04 | 2000 | 80 | 70 | Vestas Wind Systems A/S | V 80 | 561 | Esbjerg | HAV | Horns Rev | hav | 425927 | 6149224 | GST, 18-02-2013 | WH1235 | Vestas Wind Systems A/S V 80 | Vestas.V80.2000
570715000000062056 | 2002-10-15 | 2000 | 80 | 70 | Vestas Wind Systems A/S | V 80 | 561 | Esbjerg | HAV | Horns Rev | hav | 425995 | 6148668 | GST, 18-02-2013 | WH1236 | Vestas Wind Systems A/S V 80 | Vestas.V80.2000
570715000000062063 | 2002-11-07 | 2000 | 80 | 70 | Vestas Wind Systems A/S | V 80 | 561 | Esbjerg | HAV | Horns Rev | hav | 426064 | 6148112 | GST, 18-02-2013 | WH1237 | Vestas Wind Systems A/S V 80 | Vestas.V80.2000
570715000000062070 | 2002-11-07 | 2000 | 80 | 70 | Vestas Wind Systems A/S | V 80 | 561 | Esbjerg | HAV | Horns Rev | hav | 426132 | 6147556 | GST, 18-02-2013 | WH1238 | Vestas Wind Systems A/S V 80 | Vestas.V80.2000
570715000000062087 | 2002-11-16 | 2000 | 80 | 70 | Vestas Wind Systems A/S | V 80 | 561 | Esbjerg | HAV | Horns Rev | hav | 426214 | 6151447 | GST, 18-02-2013 | WH1341 | Vestas Wind Systems A/S V 80 | Vestas.V80.2000
570715000000062094 | 2002-11-01 | 2000 | 80 | 70 | Vestas Wind Systems A/S | V 80 | 561 | Esbjerg | HAV | Horns Rev | hav | 426282 | 6150891 | GST, 18-02-2013 | WH1342 | Vestas Wind Systems A/S V 80 | Vestas.V80.2000
570715000000062100 | 2002-11-01 | 2000 | 80 | 70 | Vestas Wind Systems A/S | V 80 | 561 | Esbjerg | HAV | Horns Rev | hav | 426351 | 6150335 | GST, 18-02-2013 | WH1343 | Vestas Wind Systems A/S V 80 | Vestas.V80.2000
570715000000062117 | 2002-10-29 | 2000 | 80 | 70 | Vestas Wind Systems A/S | V 80 | 561 | Esbjerg | HAV | Horns Rev | hav | 426419 | 6149780 | GST, 18-02-2013 | WH1344 | Vestas Wind Systems A/S V 80 | Vestas.V80.2000
570715000000062124 | 2002-11-01 | 2000 | 80 | 70 | Vestas Wind Systems A/S | V 80 | 561 | Esbjerg | HAV | Horns Rev | hav | 426487 | 6149224 | GST, 18-02-2013 | WH1345 | Vestas Wind Systems A/S V 80 | Vestas.V80.2000
570715000000062131 | 2002-11-01 | 2000 | 80 | 70 | Vestas Wind Systems A/S | V 80 | 561 | Esbjerg | HAV | Horns Rev | hav | 426555 | 6148668 | GST, 18-02-2013 | WH1346 | Vestas Wind Systems A/S V 80 | Vestas.V80.2000
570715000000062148 | 2002-11-01 | 2000 | 80 | 70 | Vestas Wind Systems A/S | V 80 | 561 | Esbjerg | HAV | Horns Rev | hav | 426624 | 6148112 | GST, 18-02-2013 | WH1347 | Vestas Wind Systems A/S V 80 | Vestas.V80.2000
570715000000062155 | 2002-11-01 | 2000 | 80 | 70 | Vestas Wind Systems A/S | V 80 | 561 | Esbjerg | HAV | Horns Rev | hav | 426692 | 6147556 | GST, 18-02-2013 | WH1348 | Vestas Wind Systems A/S V 80 | Vestas.V80.2000
570715000000062162 | 2002-08-21 | 2000 | 80 | 70 | Vestas Wind Systems A/S | V 80 | 561 | Esbjerg | HAV | Horns Rev | hav | 426774 | 6151447 | GST, 18-02-2013 | WH1351 | Vestas Wind Systems A/S V 80 | Vestas.V80.2000
570715000000062179 | 2002-11-20 | 2000 | 80 | 70 | Vestas Wind Systems A/S | V 80 | 561 | Esbjerg | HAV | Horns Rev | hav | 426842 | 6150891 | GST, 18-02-2013 | WH1352 | Vestas Wind Systems A/S V 80 | Vestas.V80.2000
570715000000062186 | 2002-11-04 | 2000 | 80 | 70 | Vestas Wind Systems A/S | V 80 | 561 | Esbjerg | HAV | Horns Rev | hav | 426911 | 6150335 | GST, 18-02-2013 | WH1353 | Vestas Wind Systems A/S V 80 | Vestas.V80.2000
570715000000062193 | 2002-11-01 | 2000 | 80 | 70 | Vestas Wind Systems A/S | V 80 | 561 | Esbjerg | HAV | Horns Rev | hav | 426979 | 6149780 | GST, 18-02-2013 | WH1354 | Vestas Wind Systems A/S V 80 | Vestas.V80.2000
570715000000062209 | 2002-11-17 | 2000 | 80 | 70 | Vestas Wind Systems A/S | V 80 | 561 | Esbjerg | HAV | Horns Rev | hav | 427047 | 6149224 | GST, 18-02-2013 | WH1355 | Vestas Wind Systems A/S V 80 | Vestas.V80.2000
570715000000062216 | 2002-11-15 | 2000 | 80 | 70 | Vestas Wind Systems A/S | V 80 | 561 | Esbjerg | HAV | Horns Rev | hav | 427115 | 6148668 | GST, 18-02-2013 | WH1356 | Vestas Wind Systems A/S V 80 | Vestas.V80.2000
570715000000062223 | 2002-11-20 | 2000 | 80 | 70 | Vestas Wind Systems A/S | V 80 | 561 | Esbjerg | HAV | Horns Rev | hav | 427184 | 6148112 | GST, 18-02-2013 | WH1357 | Vestas Wind Systems A/S V 80 | Vestas.V80.2000
570715000000062230 | 2002-11-07 | 2000 | 80 | 70 | Vestas Wind Systems A/S | V 80 | 561 | Esbjerg | HAV | Horns Rev | hav | 427252 | 6147556 | GST, 18-02-2013 | WH1358 | Vestas Wind Systems A/S V 80 | Vestas.V80.2000
570715000000062247 | 2002-11-16 | 2000 | 80 | 70 | Vestas Wind Systems A/S | V 80 | 561 | Esbjerg | HAV | Horns Rev | hav | 427334 | 6151447 | GST, 18-02-2013 | WH1461 | Vestas Wind Systems A/S V 80 | Vestas.V80.2000
570715000000062254 | 2002-11-01 | 2000 | 80 | 70 | Vestas Wind Systems A/S | V 80 | 561 | Esbjerg | HAV | Horns Rev | hav | 427402 | 6150891 | GST, 18-02-2013 | WH1462 | Vestas Wind Systems A/S V 80 | Vestas.V80.2000
570715000000062261 | 2002-11-15 | 2000 | 80 | 70 | Vestas Wind Systems A/S | V 80 | 561 | Esbjerg | HAV | Horns Rev | hav | 427471 | 6150335 | GST, 18-02-2013 | WH1463 | Vestas Wind Systems A/S V 80 | Vestas.V80.2000
570715000000062278 | 2002-11-15 | 2000 | 80 | 70 | Vestas Wind Systems A/S | V 80 | 561 | Esbjerg | HAV | Horns Rev | hav | 427539 | 6149780 | GST, 18-02-2013 | WH1464 | Vestas Wind Systems A/S V 80 | Vestas.V80.2000
570715000000062285 | 2002-11-17 | 2000 | 80 | 70 | Vestas Wind Systems A/S | V 80 | 561 | Esbjerg | HAV | Horns Rev | hav | 427607 | 6149224 | GST, 18-02-2013 | WH1465 | Vestas Wind Systems A/S V 80 | Vestas.V80.2000
570715000000062292 | 2002-11-19 | 2000 | 80 | 70 | Vestas Wind Systems A/S | V 80 | 561 | Esbjerg | HAV | Horns Rev | hav | 427675 | 6148668 | GST, 18-02-2013 | WH1466 | Vestas Wind Systems A/S V 80 | Vestas.V80.2000
570715000000062308 | 2002-11-19 | 2000 | 80 | 70 | Vestas Wind Systems A/S | V 80 | 561 | Esbjerg | HAV | Horns Rev | hav | 427744 | 6148112 | GST, 18-02-2013 | WH1467 | Vestas Wind Systems A/S V 80 | Vestas.V80.2000
570715000000062315 | 2002-11-15 | 2000 | 80 | 70 | Vestas Wind Systems A/S | V 80 | 561 | Esbjerg | HAV | Horns Rev | hav | 427812 | 6147556 | GST, 18-02-2013 | WH1468 | Vestas Wind Systems A/S V 80 | Vestas.V80.2000
570715000000062322 | 2002-08-18 | 2000 | 80 | 70 | Vestas Wind Systems A/S | V 80 | 561 | Esbjerg | HAV | Horns Rev | hav | 427894 | 6151447 | GST, 18-02-2013 | WH1471 | Vestas Wind Systems A/S V 80 | Vestas.V80.2000
570715000000062339 | 2002-11-19 | 2000 | 80 | 70 | Vestas Wind Systems A/S | V 80 | 561 | Esbjerg | HAV | Horns Rev | hav | 427962 | 6150891 | GST, 18-02-2013 | WH1472 | Vestas Wind Systems A/S V 80 | Vestas.V80.2000
570715000000062346 | 2002-11-19 | 2000 | 80 | 70 | Vestas Wind Systems A/S | V 80 | 561 | Esbjerg | HAV | Horns Rev | hav | 428031 | 6150335 | GST, 18-02-2013 | WH1473 | Vestas Wind Systems A/S V 80 | Vestas.V80.2000
570715000000062353 | 2002-11-24 | 2000 | 80 | 70 | Vestas Wind Systems A/S | V 80 | 561 | Esbjerg | HAV | Horns Rev | hav | 428099 | 6149780 | GST, 18-02-2013 | WH1474 | Vestas Wind Systems A/S V 80 | Vestas.V80.2000
570715000000062360 | 2002-12-04 | 2000 | 80 | 70 | Vestas Wind Systems A/S | V 80 | 561 | Esbjerg | HAV | Horns Rev | hav | 428167 | 6149224 | GST, 18-02-2013 | WH1475 | Vestas Wind Systems A/S V 80 | Vestas.V80.2000
570715000000062377 | 2002-11-19 | 2000 | 80 | 70 | Vestas Wind Systems A/S | V 80 | 561 | Esbjerg | HAV | Horns Rev | hav | 428235 | 6148668 | GST, 18-02-2013 | WH1476 | Vestas Wind Systems A/S V 80 | Vestas.V80.2000
570715000000062384 | 2002-11-20 | 2000 | 80 | 70 | Vestas Wind Systems A/S | V 80 | 561 | Esbjerg | HAV | Horns Rev | hav | 428304 | 6148112 | GST, 18-02-2013 | WH1477 | Vestas Wind Systems A/S V 80 | Vestas.V80.2000
570715000000062391 | 2002-11-19 | 2000 | 80 | 70 | Vestas Wind Systems A/S | V 80 | 561 | Esbjerg | HAV | Horns Rev | hav | 428372 | 6147556 | GST, 18-02-2013 | WH1478 | Vestas Wind Systems A/S V 80 | Vestas.V80.2000
570715000000062407 | 2002-08-15 | 2000 | 80 | 70 | Vestas Wind Systems A/S | V 80 | 561 | Esbjerg | HAV | Horns Rev | hav | 428454 | 6151447 | GST, 18-02-2013 | WH1581 | Vestas Wind Systems A/S V 80 | Vestas.V80.2000
570715000000062414 | 2002-11-30 | 2000 | 80 | 70 | Vestas Wind Systems A/S | V 80 | 561 | Esbjerg | HAV | Horns Rev | hav | 428522 | 6150891 | GST, 18-02-2013 | WH1582 | Vestas Wind Systems A/S V 80 | Vestas.V80.2000
570715000000062421 | 2002-12-01 | 2000 | 80 | 70 | Vestas Wind Systems A/S | V 80 | 561 | Esbjerg | HAV | Horns Rev | hav | 428591 | 6150335 | GST, 18-02-2013 | WH1583 | Vestas Wind Systems A/S V 80 | Vestas.V80.2000
570715000000062438 | 2002-12-04 | 2000 | 80 | 70 | Vestas Wind Systems A/S | V 80 | 561 | Esbjerg | HAV | Horns Rev | hav | 428659 | 6149780 | GST, 18-02-2013 | WH1584 | Vestas Wind Systems A/S V 80 | Vestas.V80.2000
570715000000062445 | 2002-12-06 | 2000 | 80 | 70 | Vestas Wind Systems A/S | V 80 | 561 | Esbjerg | HAV | Horns Rev | hav | 428727 | 6149224 | GST, 18-02-2013 | WH1585 | Vestas Wind Systems A/S V 80 | Vestas.V80.2000
570715000000062452 | 2002-11-20 | 2000 | 80 | 70 | Vestas Wind Systems A/S | V 80 | 561 | Esbjerg | HAV | Horns Rev | hav | 428795 | 6148668 | GST, 18-02-2013 | WH1586 | Vestas Wind Systems A/S V 80 | Vestas.V80.2000
570715000000062469 | 2002-11-27 | 2000 | 80 | 70 | Vestas Wind Systems A/S | V 80 | 561 | Esbjerg | HAV | Horns Rev | hav | 428864 | 6148112 | GST, 18-02-2013 | WH1587 | Vestas Wind Systems A/S V 80 | Vestas.V80.2000
570715000000062476 | 2002-11-27 | 2000 | 80 | 70 | Vestas Wind Systems A/S | V 80 | 561 | Esbjerg | HAV | Horns Rev | hav | 428932 | 6147556 | GST, 18-02-2013 | WH1588 | Vestas Wind Systems A/S V 80 | Vestas.V80.2000
570715000000062483 | 2002-07-29 | 2000 | 80 | 70 | Vestas Wind Systems A/S | V 80 | 561 | Esbjerg | HAV | Horns Rev | hav | 429014 | 6151447 | GST, 18-02-2013 | WH1591 | Vestas Wind Systems A/S V 80 | Vestas.V80.2000
570715000000062490 | 2002-11-20 | 2000 | 80 | 70 | Vestas Wind Systems A/S | V 80 | 561 | Esbjerg | HAV | Horns Rev | hav | 429082 | 6150891 | GST, 18-02-2013 | WH1592 | Vestas Wind Systems A/S V 80 | Vestas.V80.2000
570715000000062506 | 2002-12-10 | 2000 | 80 | 70 | Vestas Wind Systems A/S | V 80 | 561 | Esbjerg | HAV | Horns Rev | hav | 429151 | 6150335 | GST, 18-02-2013 | WH1593 | Vestas Wind Systems A/S V 80 | Vestas.V80.2000
570715000000062513 | 2002-11-25 | 2000 | 80 | 70 | Vestas Wind Systems A/S | V 80 | 561 | Esbjerg | HAV | Horns Rev | hav | 429219 | 6149780 | GST, 18-02-2013 | WH1594 | Vestas Wind Systems A/S V 80 | Vestas.V80.2000
570715000000062520 | 2002-12-11 | 2000 | 80 | 70 | Vestas Wind Systems A/S | V 80 | 561 | Esbjerg | HAV | Horns Rev | hav | 429287 | 6149224 | GST, 18-02-2013 | WH1595 | Vestas Wind Systems A/S V 80 | Vestas.V80.2000
570715000000062537 | 2002-12-05 | 2000 | 80 | 70 | Vestas Wind Systems A/S | V 80 | 561 | Esbjerg | HAV | Horns Rev | hav | 429355 | 6148668 | GST, 18-02-2013 | WH1596 | Vestas Wind Systems A/S V 80 | Vestas.V80.2000
570715000000062544 | 2002-12-10 | 2000 | 80 | 70 | Vestas Wind Systems A/S | V 80 | 561 | Esbjerg | HAV | Horns Rev | hav | 429424 | 6148112 | GST, 18-02-2013 | WH1597 | Vestas Wind Systems A/S V 80 | Vestas.V80.2000
570715000000062551 | 2002-12-04 | 2000 | 80 | 70 | Vestas Wind Systems A/S | V 80 | 561 | Esbjerg | HAV | Horns Rev | hav | 429492 | 6147556 | GST, 18-02-2013 | WH1598 | Vestas Wind Systems A/S V 80 | Vestas.V80.2000
570715000000083914 | 2008-06-12 | 2000 | 80 | 60 | Vestas Wind Systems A/S | V 80 2 | 561 | Esbjerg | LAND | Vattenfall | 3ab | 473485.35 | 6145059.45 | SDFE2018 | 344234357 | Vestas Wind Systems A/S V 80 2 | Vestas.V80.2000
570715000000063596 | 2002-12-19 | 2000 | 72 | 64 | NEG Micon | NM 72/2000 | 573 | Varde | LAND | Orten, Varde Jorde | 4h | 461343.2 | 6170734.11 | Stamdata | 344226950 | NEG Micon NM 72/2000 | NEG.Micon.NM64c.1500
570715000000154713 | 2011-12-14 | 2000 | 80 | 60 | Vestas Wind Systems A/S | V 80-2 MW | 580 | Aabenraa | LAND | Eggebæk Tinglev | 180 | 512424.01 | 6079448.33 | SDFE2018 | 44197622 | Vestas Wind Systems A/S V 80-2 MW | Vestas.V80.2000
570715000000154935 | 2011-12-14 | 2000 | 80 | 60 | Vestas Wind Systems A/S | V 80-2 MW | 580 | Aabenraa | LAND | Eggebæk Tinglev | 180 | 512709.55 | 6079341.66 | Stamdata | 44197623 | Vestas Wind Systems A/S V 80-2 MW | Vestas.V80.2000
570715000000154959 | 2011-12-15 | 2000 | 80 | 60 | Vestas Wind Systems A/S | V 80-2 MW | 580 | Aabenraa | LAND | Eggebæk Tinglev | 269 | 512992.57 | 6079234.26 | Stamdata | 44197624 | Vestas Wind Systems A/S V 80-2 MW | Vestas.V80.2000
570715000000155000 | 2011-12-15 | 2000 | 80 | 60 | Vestas Wind Systems A/S | V 80-2 MW | 580 | Aabenraa | LAND | Eggebæk Tinglev | 283 | 513276.83 | 6079127.06 | Stamdata | 44197625 | Vestas Wind Systems A/S V 80-2 MW | Vestas.V80.2000
570715000000155031 | 2011-12-16 | 2000 | 80 | 60 | Vestas Wind Systems A/S | V 80-2 MW | 580 | Aabenraa | LAND | Eggebæk Tinglev | 109 | 513276.83 | 6079127.06 | Stamdata | 44197626 | Vestas Wind Systems A/S V 80-2 MW | Vestas.V80.2000
570715000000155048 | 2011-12-16 | 2000 | 80 | 60 | Vestas Wind Systems A/S | V 80-2 MW | 580 | Aabenraa | LAND | Eggebæk Tinglev | 174 | 513841.61 | 6078913.2 | SDFE2018 | 44197627 | Vestas Wind Systems A/S V 80-2 MW | Vestas.V80.2000
570715000000155055 | 2011-12-17 | 2000 | 80 | 60 | Vestas Wind Systems A/S | V 80-2 MW | 580 | Aabenraa | LAND | Eggebæk Tinglev | 176 | 514122.02 | 6078802.06 | Stamdata | 44197628 | Vestas Wind Systems A/S V 80-2 MW | Vestas.V80.2000
570715000000155062 | 2011-12-16 | 2000 | 80 | 60 | Vestas Wind Systems A/S | V 80-2 MW | 580 | Aabenraa | LAND | Eggebæk Tinglev | 31 | 514408.6 | 6078690.3 | Stamdata | 44197629 | Vestas Wind Systems A/S V 80-2 MW | Vestas.V80.2000
571313135300533234 | 2013-12-11 | 2000 | 80 | 67 | Vestas Wind Systems A/S | V 80-2 MW VCS | 657 | Herning | LAND | Krusbjerg, Sunds | 6g | 498170.53 | 6230340.14 | SDFE2018 | 4055478 | Vestas Wind Systems A/S V 80-2 MW VCS | Vestas.V80.2000
571313135300533241 | 2013-12-16 | 2000 | 80 | 67 | Vestas Wind Systems A/S | V 80-2 MW VCS | 657 | Herning | LAND | Krusbjerg, Sunds | 6g | 497904.74 | 6230576.91 | SDFE2018 | 4055479 | Vestas Wind Systems A/S V 80-2 MW VCS | Vestas.V80.2000
571313135300533258 | 2013-12-16 | 2000 | 80 | 67 | Vestas Wind Systems A/S | V 80-2 MW VCS | 657 | Herning | LAND | Krusbjerg, Sunds | 4r | 497642.8 | 6230815.23 | SDFE2018 | 4055480 | Vestas Wind Systems A/S V 80-2 MW VCS | Vestas.V80.2000
571313135300533265 | 2013-12-16 | 2000 | 80 | 67 | Vestas Wind Systems A/S | V 80-2 MW VCS | 657 | Herning | LAND | Krusbjerg, Sunds | 4r | 497376.76 | 6231051.28 | SDFE2018 | 4055481 | Vestas Wind Systems A/S V 80-2 MW VCS | Vestas.V80.2000
571313135300533272 | 2013-12-16 | 2000 | 80 | 67 | Vestas Wind Systems A/S | V 80-2 MW VCS | 657 | Herning | LAND | Krusbjerg, Sunds | 10x | 497114.03 | 6231288.27 | SDFE2018 | 4055482 | Vestas Wind Systems A/S V 80-2 MW VCS | Vestas.V80.2000
571313139890016184 | 2016-12-28 | 2000 | 80 | 60 | Vestas Wind Systems A/S | V 80-2 MW VCS | 657 | Herning | LAND | Ejsingkær, Vildbjerg | 1de | 485318 | 6229254 | SDFE2018 | 7020 | Vestas Wind Systems A/S V 80-2 MW VCS | Vestas.V80.2000
570715000000059537 | 2003-01-09 | 2000 | 80 | 78 | Vestas Wind Systems A/S | V 80 2 | 665 | Lemvig | HAV | Den nordlige del, Harboøre | 54h | 451965.13 | 6280971.89 | SDFE2018 | 40177 | Vestas Wind Systems A/S V 80 2 | Vestas.V80.2000
570715000000059544 | 2002-12-22 | 2000 | 80 | 78 | Vestas Wind Systems A/S | V 80 2 | 665 | Lemvig | HAV | Den nordlige del, Harboøre | 54h | 452044.18 | 6280695.03 | SDFE2018 | 40177 | Vestas Wind Systems A/S V 80 2 | Vestas.V80.2000
570715000000062568 | 2002-12-22 | 2000 | 80 | 78 | Vestas Wind Systems A/S | V 80 2 | 665 | Lemvig | HAV | Den nordlige del, Harboøre | 54h | 452123.18 | 6280417.86 | SDFE2018 | 40177 | Vestas Wind Systems A/S V 80 2 | Vestas.V80.2000
570715000000062575 | 2003-01-08 | 2000 | 80 | 78 | Vestas Wind Systems A/S | V 80 2 | 665 | Lemvig | HAV | Den nordlige del, Harboøre | 54h | 452201.06 | 6280142.93 | SDFE2018 | 40177 | Vestas Wind Systems A/S V 80 2 | Vestas.V80.2000
570715000000083365 | 2009-11-20 | 2000 | 80 | 60 | Vestas Wind Systems A/S | V 80 2 | 665 | Lemvig | LAND | Ramme Hgd., ramme | 11d | 450130.42 | 6262881.92 | SDFE2018 | 40201379 | Vestas Wind Systems A/S V 80 2 | Vestas.V80.2000
570715000000120312 | 2011-07-29 | 2000 | 80 | 60 | Ukendt | Ukendt | 665 | Lemvig | LAND | Ramme Hgd., Ramme | 66 | 450320.26 | 6262674.68 | SDFE2018 | 40221 | Ukendt Ukendt | 0
570715000000147166 | 2011-12-29 | 2000 | 80 | 60 | Vestas Wind Systems A/S | V 80-2 MW | 665 | Lemvig | LAND | Ramme Hgd. Ramme | 14p | 451034.88 | 6261893.35 | SDFE2018 | 40222 | Vestas Wind Systems A/S V 80-2 MW | Vestas.V80.2000
570715000000147319 | 2011-12-28 | 2000 | 80 | 60 | Vestas Wind Systems A/S | V 80-2 MW | 665 | Lemvig | LAND | Ramme Hgd. Ramme | 14q | 450863.73 | 6262081.15 | SDFE2018 | 40223 | Vestas Wind Systems A/S V 80-2 MW | Vestas.V80.2000
570715000000147364 | 2011-12-26 | 2000 | 80 | 60 | Vestas Wind Systems A/S | V 80-2 MW | 665 | Lemvig | LAND | Ramme Hgd. Ramme | 15b | 450682.53 | 6262278.97 | SDFE2018 | 40224 | Vestas Wind Systems A/S V 80-2 MW | Vestas.V80.2000
570715000000147371 | 2011-12-29 | 2000 | 80 | 60 | Vestas Wind Systems A/S | V 80-2 MW | 665 | Lemvig | LAND | Ramme Hovedgård. Ramme | 15c | 450501.6 | 6262476.46 | SDFE2018 | 40225 | Vestas Wind Systems A/S V 80-2 MW | Vestas.V80.2000
571313134700403918 | 2016-09-01 | 2000 | 80 | 80 | Vestas Wind Systems A/S | V 80-2 MW VCS | 665 | Lemvig | LAND | Nees By, Nees | 18y | 449765 | 6250567 | SDFE2018 | 40391 | Vestas Wind Systems A/S V 80-2 MW VCS | Vestas.V80.2000
571313134700403925 | 2016-09-01 | 2000 | 80 | 80 | Vestas Wind Systems A/S | V 80-2 MW VCS | 665 | Lemvig | LAND | Nees By, Nees | 18y | 449743 | 6250789 | SDFE2018 | 40392 | Vestas Wind Systems A/S V 80-2 MW VCS | Vestas.V80.2000
571313134700403932 | 2016-09-01 | 2000 | 80 | 80 | Vestas Wind Systems A/S | V 80-2 MW VCS | 665 | Lemvig | LAND | Nees By, Nees | 16p | 449721 | 6251012 | SDFE2018 | 40393 | Vestas Wind Systems A/S V 80-2 MW VCS | Vestas.V80.2000
571313134700404328 | 2017-11-30 | 2000 | 116 | 95 | Vestas Wind Systems A/S | Ukendt-Vestas-VIND | 665 | Lemvig | LAND | Rysensten Hovedgård, Bøvling | 1u | 447710.49 | 6256544.433 | Stamdata | 40432 | Vestas Wind Systems A/S Ukendt-Vestas-VIND | Vestas.V112.3300
570715000002035126 | 2020-12-17 | 2000 | 82 | 58.7 | ENERCON GmbH | E-82 E4 | 727 | Odder | LAND | 15k | 15k | 566170.376 | 6202672.879 | Stamdata |  | ENERCON GmbH E-82 E4 | Enercon.E82.3000
570715000002035171 | 2020-12-17 | 2000 | 82 | 58.7 | ENERCON GmbH | E-82 E4 | 727 | Odder | LAND | 15k | 15k | 566523.807 | 6202672.934 | Stamdata |  | ENERCON GmbH E-82 E4 | Enercon.E82.3000
570715000001296269 | 2014-04-10 | 2000 | 90 | 106.5 | Vestas Wind Systems A/S | V 90 2 | 730 | Randers | LAND | Ilshøj byØ. Tørslev | 4z | 570818.08 | 6270040.69 | SDFE2018 | 95238 | Vestas Wind Systems A/S V 90 2 | Vestas.V90.2000
570715000001296368 | 2014-04-10 | 2000 | 90 | 106.5 | Vestas Wind Systems A/S | V 90 2 | 730 | Randers | LAND | Ilshøj byØ. Tørslev | 2p | 570980.94 | 6269813.42 | SDFE2018 | 95239 | Vestas Wind Systems A/S V 90 2 | Vestas.V90.2000
570715000001296382 | 2014-04-09 | 2000 | 90 | 106.5 | Vestas Wind Systems A/S | V 90 2 | 730 | Randers | LAND | Ilshøj byØ. Tørslev | 2q | 571145.42 | 6269586.53 | SDFE2018 | 95240 | Vestas Wind Systems A/S V 90 2 | Vestas.V90.2000
570715000001296443 | 2014-04-09 | 2000 | 90 | 106.5 | Vestas Wind Systems A/S | V 90 2 | 730 | Randers | LAND | Ilshøj byØ. Tørslev | 5f | 571308 | 6269357.84 | SDFE2018 | 95241 | Vestas Wind Systems A/S V 90 2 | Vestas.V90.2000
570715000001296511 | 2014-04-08 | 2000 | 90 | 106.5 | Vestas Wind Systems A/S | V 90 2 | 730 | Randers | LAND | Ilshøj byØ. Tørslev | 1h | 571473.11 | 6269131.7 | SDFE2018 | 95242 | Vestas Wind Systems A/S V 90 2 | Vestas.V90.2000
570715000001296559 | 2014-04-08 | 2000 | 90 | 106.5 | Vestas Wind Systems A/S | V 90 2 | 730 | Randers | LAND | Ilshøj byØ. Tørslev | 1h | 571637.13 | 6268902.68 | SDFE2018 | 95243 | Vestas Wind Systems A/S V 90 2 | Vestas.V90.2000
570715000001296696 | 2014-04-07 | 2000 | 90 | 106.5 | Vestas Wind Systems A/S | V 90 2 | 730 | Randers | LAND | Ilshøj byØ. Tørslev | 1h | 571801.33 | 6268675.3 | SDFE2018 | 95244 | Vestas Wind Systems A/S V 90 2 | Vestas.V90.2000
571313114900718289 | 2013-06-29 | 2000 | 90 | 80 | Vestas Wind Systems A/S | V 90 2 | 730 | Randers | LAND | Halund by, Haslund | 12i | 564517 | 6251723.06 | SDFE2018 | 95245 | Vestas Wind Systems A/S V 90 2 | Vestas.V90.2000
571313114900718296 | 2013-06-29 | 2000 | 90 | 80 | Vestas Wind Systems A/S | V 90 2 | 730 | Randers | LAND | Halund by, Haslund | 12k | 564255.6 | 6251751.58 | SDFE2018 | 95246 | Vestas Wind Systems A/S V 90 2 | Vestas.V90.2000
571313114900721845 | 2013-06-29 | 2000 | 90 | 80 | Vestas Wind Systems A/S | V 90 2 | 730 | Randers | LAND | Halund by, Haslund | 12l | 563993.95 | 6251780.48 | SDFE2018 | 95247 | Vestas Wind Systems A/S V 90 2 | Vestas.V90.2000
571313114900750500 | 2015-07-13 | 2000 | 90 | 80 | Vestas Wind Systems A/S | V 90 2 | 730 | Randers | LAND | Mostrup Gde., Hald | 2a | 565938.63 | 6270506.73 | SDFE2018 | 4061761 | Vestas Wind Systems A/S V 90 2 | Vestas.V90.2000
571313114900750524 | 2015-07-15 | 2000 | 90 | 80 | Vestas Wind Systems A/S | V 90 2 | 730 | Randers | LAND | Mostrup Gde., Hald | 2a | 565589.63 | 6270632.69 | SDFE2018 | 4061762 | Vestas Wind Systems A/S V 90 2 | Vestas.V90.2000
571313114900750548 | 2015-07-23 | 2000 | 90 | 80 | Vestas Wind Systems A/S | V 90 2 | 730 | Randers | LAND | Mostrup Gde., Hald | 2e | 565240.04 | 6270758.67 | SDFE2018 | 4061763 | Vestas Wind Systems A/S V 90 2 | Vestas.V90.2000
571313114900750562 | 2015-07-20 | 2000 | 90 | 80 | Vestas Wind Systems A/S | V 90 2 | 730 | Randers | LAND | Mostrup Gde., Hald | 1h | 564891.26 | 6270884.58 | SDFE2018 | 4061764 | Vestas Wind Systems A/S V 90 2 | Vestas.V90.2000
571313114900750586 | 2015-07-18 | 2000 | 90 | 80 | Vestas Wind Systems A/S | V 90 2 | 730 | Randers | LAND | Mostrup Gde., Hald | 8f | 564541.04 | 6271010.55 | SDFE2018 | 4061765 | Vestas Wind Systems A/S V 90 2 | Vestas.V90.2000
571313114900750609 | 2015-07-15 | 2000 | 90 | 80 | Vestas Wind Systems A/S | V 90 2 | 730 | Randers | LAND | Mostrup Gde., Hald | 8f | 564191.46 | 6271136.83 | SDFE2018 | 4061766 | Vestas Wind Systems A/S V 90 2 | Vestas.V90.2000
570715000000058752 | 2002-10-04 | 2000 | 73.4 | 68 | BONUS | 2 MW | 756 | Ikast-Brande | LAND | Brejl By, Ejstrup | 1a | 517701.92 | 6207302.07 | SDFE2018 | 16101 | BONUS 2 MW | Bonus.B82.2300
571313134808517111 | 2015-07-11 | 2000 | 80 | 67 | Vestas Wind Systems A/S | V 80 2 | 760 | Ringkøbing-Skjern | LAND | Sædding by, Sædding | 8r | 473659.01 | 6208169.75 | SDFE2018 | 85171 | Vestas Wind Systems A/S V 80 2 | Vestas.V80.2000
571313134808517210 | 2015-07-07 | 2000 | 80 | 67 | Vestas Wind Systems A/S | V 80 2 | 760 | Ringkøbing-Skjern | LAND | Sædding by, Sædding | 10s | 473861.1 | 6208431.25 | SDFE2018 | 85172 | Vestas Wind Systems A/S V 80 2 | Vestas.V80.2000
571313134808517319 | 2015-07-04 | 2000 | 80 | 67 | Vestas Wind Systems A/S | V 80 2 | 760 | Ringkøbing-Skjern | LAND | Sædding by, Sædding | 6bø | 474063.04 | 6208693.2 | SDFE2018 | 85173 | Vestas Wind Systems A/S V 80 2 | Vestas.V80.2000
570714700000003592 | 2000-12-27 | 2000 | 76 | 64 | BONUS | 2 MW | 101 | København | HAV | Uoplyst | HAV | 730459.11 | 6179564.85 | SDFE2018 | KE 558338 | BONUS 2 MW | Bonus.B82.2300
570714700000003608 | 2000-12-27 | 2000 | 76 | 64 | BONUS | 2 MW | 101 | København | HAV | Uoplyst | hav | 730498.59 | 6179386.23 | SDFE2018 | KE 558338 | BONUS 2 MW | Bonus.B82.2300
570714700000003615 | 2000-12-27 | 2000 | 76 | 64 | BONUS | 2 MW | 101 | København | HAV | Uoplyst | hav | 730534.8 | 6179206.92 | SDFE2018 | ke 558338 | BONUS 2 MW | Bonus.B82.2300
570714700000003622 | 2000-12-27 | 2000 | 76 | 64 | BONUS | 2 MW | 101 | København | HAV | Uoplyst | hav | 730567.72 | 6179026.97 | SDFE2018 | ke 558338 | BONUS 2 MW | Bonus.B82.2300
570714700000003639 | 2000-12-27 | 2000 | 76 | 64 | BONUS | 2 MW | 101 | København | HAV | Uoplyst | hav | 730597.23 | 6178846.74 | SDFE2018 | ke 558338 | BONUS 2 MW | Bonus.B82.2300
570714700000003646 | 2000-12-27 | 2000 | 76 | 64 | BONUS | 2 MW | 101 | København | HAV | Uoplyst | hav | 730623.67 | 6178665.43 | SDFE2018 | ke 558338 | BONUS 2 MW | Bonus.B82.2300
570714700000003653 | 2000-12-27 | 2000 | 76 | 64 | BONUS | 2 MW | 101 | København | HAV | Uoplyst | hav | 730646.67 | 6178483.95 | SDFE2018 | ke 558338 | BONUS 2 MW | Bonus.B82.2300
570714700000003660 | 2000-12-27 | 2000 | 76 | 64 | BONUS | 2 MW | 101 | København | HAV | Uoplyst | hav | 730666.39 | 6178300.08 | SDFE2018 | ke 558338 | BONUS 2 MW | Bonus.B82.2300
570714700000003677 | 2000-12-27 | 2000 | 76 | 64 | BONUS | 2 MW | 101 | København | HAV | Uoplyst | hav | 730682.71 | 6178119.88 | SDFE2018 | ke 558338 | BONUS 2 MW | Bonus.B82.2300
570714700000003684 | 2000-12-27 | 2000 | 76 | 64 | BONUS | 2 MW | 101 | København | HAV | Uoplyst | hav | 730695.73 | 6177937.41 | SDFE2018 | ke 558338 | BONUS 2 MW | Bonus.B82.2300
570714700000013713 | 2000-12-27 | 2000 | 76 | 64 | BONUS | 2 MW | 101 | København | HAV | Uoplyst | hav | 730705.4 | 6177754.73 | SDFE2018 | KE 558335 | BONUS 2 MW | Bonus.B82.2300
570714700000013720 | 2000-12-27 | 2000 | 76 | 64 | BONUS | 2 MW | 101 | København | HAV | Uoplyst | hav | 730711.74 | 6177571.91 | SDFE2018 | ke 558335 | BONUS 2 MW | Bonus.B82.2300
570714700000013737 | 2000-12-27 | 2000 | 76 | 64 | BONUS | 2 MW | 101 | København | HAV | Uoplyst | hav | 730714.73 | 6177389 | SDFE2018 | ke 558335 | BONUS 2 MW | Bonus.B82.2300
570714700000013744 | 2000-12-27 | 2000 | 76 | 64 | BONUS | 2 MW | 101 | København | HAV | Uoplyst | hav | 730714.38 | 6177206.07 | SDFE2018 | ke 558335 | BONUS 2 MW | Bonus.B82.2300
570714700000013751 | 2000-12-27 | 2000 | 76 | 64 | BONUS | 2 MW | 101 | København | HAV | Uoplyst | hav | 730710.68 | 6177023.18 | SDFE2018 | ke 558335 | BONUS 2 MW | Bonus.B82.2300
570714700000013768 | 2000-12-27 | 2000 | 76 | 64 | BONUS | 2 MW | 101 | København | HAV | Uoplyst | hav | 730703.63 | 6176840.38 | SDFE2018 | ke 558335 | BONUS 2 MW | Bonus.B82.2300
570714700000013775 | 2000-12-27 | 2000 | 76 | 64 | BONUS | 2 MW | 101 | København | HAV | Uoplyst | hav | 730693.25 | 6176657.74 | SDFE2018 | ke 558335 | BONUS 2 MW | Bonus.B82.2300
570714700000013782 | 2000-12-27 | 2000 | 76 | 64 | BONUS | 2 MW | 101 | København | HAV | Uoplyst | hav | 730679.52 | 6176475.33 | SDFE2018 | ke 558335 | BONUS 2 MW | Bonus.B82.2300
570714700000013799 | 2000-12-27 | 2000 | 76 | 64 | BONUS | 2 MW | 101 | København | HAV | Uoplyst | hav | 730662.46 | 6176293.19 | SDFE2018 | ke 558335 | BONUS 2 MW | Bonus.B82.2300
570714700000013805 | 2000-12-27 | 2000 | 76 | 64 | BONUS | 2 MW | 101 | København | HAV | Uoplyst | hav | 730642.07 | 6176111.3 | SDFE2018 | ke 558335 | BONUS 2 MW | Bonus.B82.2300
571313161170169150 | 2013-12-23 | 2000 | 80 | 67 | Vestas Wind Systems A/S | V 80-2 MW VCS | 101 | København | LAND | Kbh | am | 729050.09 | 6175789.47 | SDFE2018 | 5.71e+17 | Vestas Wind Systems A/S V 80-2 MW VCS | Vestas.V80.2000
571313161170169709 | 2013-12-23 | 2000 | 80 | 67 | Vestas Wind Systems A/S | V 80-2 MW VCS | 101 | København | LAND | Kbh | am | 728804.4 | 6175591.9 | SDFE2018 | 5.71e+17 | Vestas Wind Systems A/S V 80-2 MW VCS | Vestas.V80.2000
571313161170169785 | 2013-12-23 | 2000 | 80 | 67 | Vestas Wind Systems A/S | V 80-2 MW VCS | 101 | København | LAND | Kbh | am | 729296.46 | 6175987.63 | SDFE2018 | 5.71e+17 | Vestas Wind Systems A/S V 80-2 MW VCS | Vestas.V80.2000
570715000000091681 | 2010-07-29 | 2000 | 80 | 59.9 | Vestas Wind Systems A/S | V 80 2 | 201 | Allerød | LAND | Vassingerød By, Uggeløse | 3u | 707570.76 | 6193512.87 | SDFE2018 | 5.71e+17 | Vestas Wind Systems A/S V 80 2 | Vestas.V80.2000
570715000000083426 | 2008-02-25 | 2000 | 80 | 67 | Vestas Wind Systems A/S | V 80 2 | 787 | Thisted | LAND | Gundtoft By, Gettrup | 13a | 461688.59 | 6287889.8 | SDFE2018 | 126268 | Vestas Wind Systems A/S V 80 2 | Vestas.V80.2000
570715000000083440 | 2008-03-05 | 2000 | 80 | 67 | Vestas Wind Systems A/S | V 80 2 | 787 | Thisted | LAND | Gundtoft By, Gettrup | 13a | 461732.43 | 6287653.35 | SDFE2018 | 126270 | Vestas Wind Systems A/S V 80 2 | Vestas.V80.2000
570715000000083457 | 2008-03-05 | 2000 | 80 | 67 | Vestas Wind Systems A/S | V 80 2 | 787 | Thisted | LAND | Gundtoft By, Gettrup | 1a | 461775.86 | 6287418.11 | SDFE2018 | 126272 | Vestas Wind Systems A/S V 80 2 | Vestas.V80.2000
570715000000083471 | 2008-03-05 | 2000 | 80 | 67 | Vestas Wind Systems A/S | V 80 2 | 787 | Thisted | LAND | Gundtoft By, Gettrup | 1a | 461819.04 | 6287181.89 | SDFE2018 | 126274 | Vestas Wind Systems A/S V 80 2 | Vestas.V80.2000
570715000000083488 | 2008-03-05 | 2000 | 80 | 67 | Vestas Wind Systems A/S | V 80 2 | 787 | Thisted | LAND | Gundtoft By, Gettrup | 1a | 461862.64 | 6286945.57 | SDFE2018 | 126276 | Vestas Wind Systems A/S V 80 2 | Vestas.V80.2000
570715000000083495 | 2008-03-05 | 2000 | 80 | 67 | Vestas Wind Systems A/S | V 80 2 | 787 | Thisted | LAND | Gundtoft By, Gettrup | 1a | 461647.36 | 6288123.55 | SDFE2018 | 126278 | Vestas Wind Systems A/S V 80 2 | Vestas.V80.2000
570715000000084263 | 2008-07-17 | 2000 | 80 | 78 | Vestas Wind Systems A/S | V 80 | 791 | Viborg | LAND | Trehuse, Frederiks | 1b | 516162.5 | 6245623.34 | SDFE2018 | 4019373 | Vestas Wind Systems A/S V 80 | Vestas.V80.2000
570715000000084270 | 2008-07-16 | 2000 | 80 | 78 | Vestas Wind Systems A/S | V 80 | 791 | Viborg | LAND | Trehuse, Frederiks | 1b | 516308.63 | 6245855.44 | SDFE2018 | 4019375 | Vestas Wind Systems A/S V 80 | Vestas.V80.2000
570715000000084782 | 2008-12-17 | 2000 | 80 | 78 | Vestas Wind Systems A/S | V 80 2 | 791 | Viborg | LAND | Gørup, Ulbjerg | 4d | 523824.83 | 6279742.39 | SDFE2018 | 4022050 | Vestas Wind Systems A/S V 80 2 | Vestas.V80.2000
570715000000084799 | 2008-12-17 | 2000 | 80 | 78 | Vestas Wind Systems A/S | V 80 2 | 791 | Viborg | LAND | Gørup By, Ulbjerg | 6t | 524006.08 | 6279967.45 | SDFE2018 | 4022051 | Vestas Wind Systems A/S V 80 2 | Vestas.V80.2000
570715000001350664 | 2013-11-06 | 2000 | 90 | 80 | Vestas Wind Systems A/S | V 90 2 | 810 | Brønderslev | LAND | Stubdrup By, Ø.Brønderslev | 2a | 562572.86 | 6346736.21 | SDFE2018 | 154711 | Vestas Wind Systems A/S V 90 2 | Vestas.V90.2000
570715000001350817 | 2013-10-31 | 2000 | 90 | 80 | Vestas Wind Systems A/S | V 90 2 | 810 | Brønderslev | LAND | Stubdrup By, Ø.Brønderslev | 1m | 562870.05 | 6346727.49 | SDFE2018 | 154712 | Vestas Wind Systems A/S V 90 2 | Vestas.V90.2000
570715000001350824 | 2013-11-05 | 2000 | 90 | 80 | Vestas Wind Systems A/S | V 90 2 | 810 | Brønderslev | LAND | Ø.Linderup By, Ø.Brønderslev | 1a | 563167.22 | 6346718.64 | SDFE2018 | 154713 | Vestas Wind Systems A/S V 90 2 | Vestas.V90.2000
570715000001350855 | 2013-11-02 | 2000 | 90 | 80 | Vestas Wind Systems A/S | V 90 2 | 810 | Brønderslev | LAND | Ø.Linderup By, Ø.Brønderslev | 1a | 563464.42 | 6346709.94 | SDFE2018 | 154714 | Vestas Wind Systems A/S V 90 2 | Vestas.V90.2000
570715000000164392 | 2011-12-28 | 2000 | 80 | 67 | Ukendt | Ukendt | 813 | Frederikshavn | LAND | Grønhede, Volstrup | 19a | 589264.59 | 6353011.01 | SDFE2018 | 78001 | Ukendt Ukendt | 0
570715000000168154 | 2011-12-22 | 2000 | 80 | 67 | Ukendt | Ukendt | 813 | Frederikshavn | LAND | Grønhede, Volstrup | 19a | 589207.56 | 6353303.86 | SDFE2018 | 78002 | Ukendt Ukendt | 0
570715000001461926 | 2015-08-27 | 2000 | 80 | 67 | Vestas Wind Systems A/S | V 80-2 MW | 813 | Frederikshavn | LAND | Grønhede, Volstrup | 19a | 588964.64 | 6353076.93 | SDFE2018 | 49802 | Vestas Wind Systems A/S V 80-2 MW | Vestas.V80.2000
570715000001461988 | 2015-08-27 | 2000 | 80 | 67 | Vestas Wind Systems A/S | V 80-2 MW | 813 | Frederikshavn | LAND | Grønhede, Volstrup | 19a | 589015.49 | 6352781.16 | SDFE2018 | 49801 | Vestas Wind Systems A/S V 80-2 MW | Vestas.V80.2000
570715000000057380 | 2002-10-04 | 2000 | 76 | 70 | BONUS | 2 MW | 851 | Ålborg | LAND | Stae Bg, V. Hassing Sogn | 3i | 563879.8 | 6325382.95 | SDFE2018 | 70096-01 | BONUS 2 MW | Bonus.B82.2300
570715000000057397 | 2002-10-03 | 2000 | 76 | 70 | BONUS | 2 MW | 851 | Ålborg | LAND | Østeeladen, V. Hassing | 1h | 563645.69 | 6325593.81 | SDFE2018 | 70095-01 | BONUS 2 MW | Bonus.B82.2300
570715000000057410 | 2002-09-30 | 2000 | 76 | 70 | BONUS | 2 MW | 851 | Ålborg | LAND | Østerladen, V. Hassing | 2a | 563411.36 | 6325804.14 | SDFE2018 | 71101-01 | BONUS 2 MW | Bonus.B82.2300
570715000000057427 | 2002-10-14 | 2000 | 76 | 70 | BONUS | 2 MW | 851 | Ålborg | LAND | Vesterladen, Horsens | 1a | 562836.7 | 6326261.95 | SDFE2018 | 71102-01/01 | BONUS 2 MW | Bonus.B82.2300
570715000000057434 | 2002-10-14 | 2000 | 76 | 70 | BONUS | 2 MW | 851 | Ålborg | LAND | Vesterladen, Horsens | 1a | 562661.57 | 6326523.5 | SDFE2018 | 71102-01/02 | BONUS 2 MW | Bonus.B82.2300
570715000000057441 | 2002-10-14 | 2000 | 76 | 70 | BONUS | 2 MW | 851 | Ålborg | LAND | Vesterladen, Horsens | 1a | 562486.31 | 6326785.48 | SDFE2018 | 71102-01/03 | BONUS 2 MW | Bonus.B82.2300
570715000000087189 | 2009-07-11 | 1800 | 90 | 80 | Vestas Wind Systems A/S | V 90 1,8 | 760 | Ringkøbing-Skjern | LAND | Den sydvestlige del, Brejning | 32d | 467410.34 | 6214873.09 | SDFE2018 | 85090 | Vestas Wind Systems A/S V 90 1,8 | Vestas.V90.1800
570715000000087196 | 2009-07-13 | 1800 | 90 | 80 | Vestas Wind Systems A/S | V 90 1,8 | 760 | Ringkøbing-Skjern | LAND | Den sydvestlige del, Brejning | 4n | 467760.31 | 6214943.2 | SDFE2018 | 85091 | Vestas Wind Systems A/S V 90 1,8 | Vestas.V90.1800
570715000000087202 | 2009-07-08 | 1800 | 90 | 80 | Vestas Wind Systems A/S | V 90 1,8 | 760 | Ringkøbing-Skjern | LAND | Den sydvestlige del, Brejning | 4r | 468111.42 | 6215011.69 | SDFE2018 | 85092 | Vestas Wind Systems A/S V 90 1,8 | Vestas.V90.1800
570715000000087219 | 2009-07-14 | 1800 | 90 | 80 | Vestas Wind Systems A/S | V 90 1,8 | 760 | Ringkøbing-Skjern | LAND | Den sydvestlige del, Brejning | 2k | 468462.23 | 6215079.17 | SDFE2018 | 85093 | Vestas Wind Systems A/S V 90 1,8 | Vestas.V90.1800
570714700000106989 | 2006-04-04 | 1750 | 66 | 60 | Vestas Wind Systems A/S | V 66 1,75 | 400 | Bornholm | LAND | Rutsker | 49a | 864352.36 | 6132809.28 | SDFE2018 | 60008-1 | Vestas Wind Systems A/S V 66 1,75 | Vestas.V66.1750
570714700000106996 | 2006-04-04 | 1750 | 66 | 60 | Vestas Wind Systems A/S | V 66 1,75 | 400 | Bornholm | LAND | Rutsker | 49a | 864411.04 | 6133000.15 | SDFE2018 | 60008-2 | Vestas Wind Systems A/S V 66 1,75 | Vestas.V66.1750
570714700000107009 | 2006-04-04 | 1750 | 66 | 60 | Vestas Wind Systems A/S | V 66 1,75 | 400 | Bornholm | LAND | Rutsker | 49a | 864469.5 | 6133192.01 | SDFE2018 | 60008-3 | Vestas Wind Systems A/S V 66 1,75 | Vestas.V66.1750
571313154314489115 | 2015-04-20 | 1750 | 66 | 47 | Vestas Wind Systems A/S | V 66 1,75 | 450 | Nyborg | LAND | Øksendrup By | 12a | 610599.66 | 6119012.41 | SDFE2018 | 144891 | Vestas Wind Systems A/S V 66 1,75 | Vestas.V66.1750
571313154314521211 | 2015-04-20 | 1750 | 66 | 47 | Vestas Wind Systems A/S | V 66 1,75 | 450 | Nyborg | LAND | Øksendrup By | 12a | 610492.17 | 6119191.51 | SDFE2018 | 145212 | Vestas Wind Systems A/S V 66 1,75 | Vestas.V66.1750
571313154314521419 | 2015-04-19 | 1750 | 66 | 47 | Vestas Wind Systems A/S | V 66 1,75 | 450 | Nyborg | LAND | Øksendrup By | 12a | 610524.08 | 6119393.58 | SDFE2018 | 145214 | Vestas Wind Systems A/S V 66 1,75 | Vestas.V66.1750
570715000000059438 | 2002-12-17 | 1750 | 66 | 67 | Vestas Wind Systems A/S | V 66 1,75 | 573 | Varde | LAND | Vittarp By, Ovtrup | 4a | 462125.36 | 6170859.98 | Stamdata | 344226946 | Vestas Wind Systems A/S V 66 1,75 | Vestas.V66.1750
570715000000059445 | 2002-12-17 | 1750 | 66 | 67 | Vestas Wind Systems A/S | V 66 1,75 | 573 | Varde | LAND | Vittarp By, Outrup | 4a | 461820.83 | 6170919.23 | SDFE2018 | 344226947 | Vestas Wind Systems A/S V 66 1,75 | Vestas.V66.1750
570715000000063589 | 2002-12-17 | 1750 | 66 | 67 | Vestas Wind Systems A/S | V 66 1,75 | 573 | Varde | LAND | Vittarp By, Ovtrup | 4a | 461511.22 | 6170983.6 | Stamdata | 344226948 | Vestas Wind Systems A/S V 66 1,75 | Vestas.V66.1750
570715000000070938 | 2003-12-17 | 1750 | 66 | 67 | Vestas Wind Systems A/S | V 66 1,75 | 773 | Morsø | LAND | Votborggård, Tæbring | 4a | 477307.42 | 6291949.03 | SDFE2018 | 224368 | Vestas Wind Systems A/S V 66 1,75 | Vestas.V66.1750
570715000000070945 | 2003-12-17 | 1750 | 66 | 67 | Vestas Wind Systems A/S | V 66 1,75 | 773 | Morsø | LAND | Rakkby by, Rakkeby | 9x | 477310.99 | 6292164.4 | SDFE2018 | 224370 | Vestas Wind Systems A/S V 66 1,75 | Vestas.V66.1750
570715000000070952 | 2003-12-17 | 1750 | 66 | 67 | Vestas Wind Systems A/S | V 66 1,75 | 773 | Morsø | LAND | Rakkby by, Rakkeby | 9x | 477314.1 | 6292381.31 | SDFE2018 | 224372 | Vestas Wind Systems A/S V 66 1,75 | Vestas.V66.1750
570715000000070969 | 2003-12-17 | 1750 | 66 | 66.8 | Vestas Wind Systems A/S | V 66 1,75 | 773 | Morsø | LAND | Skarum By, Alsted | 3a | 488619.03 | 6303498.27 | SDFE2018 | 224356 | Vestas Wind Systems A/S V 66 1,75 | Vestas.V66.1750
570715000000070976 | 2003-12-17 | 1750 | 66 | 66.8 | Vestas Wind Systems A/S | V 66 1,75 | 773 | Morsø | LAND | Skarum By, Alsted | 3a | 488737.67 | 6303735.43 | SDFE2018 | 224358 | Vestas Wind Systems A/S V 66 1,75 | Vestas.V66.1750
570715000000057748 | 2002-11-23 | 1750 | 66 | 60 | Vestas Wind Systems A/S | V 66 1,75 | 779 | Skive | LAND | Krarup by, Hem | 2a | 498049.02 | 6270014.61 | SDFE2018 | 2050354 | Vestas Wind Systems A/S V 66 1,75 | Vestas.V66.1750
570715000000063787 | 2002-11-27 | 1750 | 66 | 60 | Vestas Wind Systems A/S | V 66 1,75 | 779 | Skive | LAND | Krarup by, Hem | 2a | 497924.36 | 6270232.3 | SDFE2018 | 2050355 | Vestas Wind Systems A/S V 66 1,75 | Vestas.V66.1750
570715000000063794 | 2002-11-27 | 1750 | 66 | 60 | Vestas Wind Systems A/S | V 66 1,75 | 779 | Skive | LAND | Krarup by, Hem | 1 | 497800.81 | 6270449.51 | SDFE2018 | 2050356 | Vestas Wind Systems A/S V 66 1,75 | Vestas.V66.1750
570715000000059261 | 2002-12-12 | 1750 | 66 | 60 | Vestas Wind Systems A/S | V 66 1,75 | 787 | Thisted | LAND | Gisselbæk by, Hassing | 1a | 467760.59 | 6300071.02 | SDFE2018 | 160384 | Vestas Wind Systems A/S V 66 1,75 | Vestas.V66.1750
570715000000059339 | 2002-12-12 | 1750 | 66 | 60 | Vestas Wind Systems A/S | V 66 1,75 | 787 | Thisted | LAND | Gisselbæk by, Hassing | 1a | 467622.86 | 6299855.77 | SDFE2018 | 160382 | Vestas Wind Systems A/S V 66 1,75 | Vestas.V66.1750
570715000000059346 | 2002-12-12 | 1750 | 66 | 60 | Vestas Wind Systems A/S | V 66 1,75 | 787 | Thisted | LAND | Gisselbæk by, Hassing | 1a | 467899.68 | 6300286.09 | SDFE2018 | 160386 | Vestas Wind Systems A/S V 66 1,75 | Vestas.V66.1750
570715000000064043 | 2005-04-06 | 1750 | 66 | 67 | Vestas Wind Systems A/S | V 66 1,75 | 787 | Thisted | LAND | Tøttrup By, Hørdum | 2d | 472323.93 | 6300059.46 | SDFE2018 | 125708 | Vestas Wind Systems A/S V 66 1,75 | Vestas.V66.1750
570715000000064050 | 2005-04-06 | 1750 | 66 | 67 | Vestas Wind Systems A/S | V 66 1,75 | 787 | Thisted | LAND | Tøttrup By, Hørdum | 2d | 472277.33 | 6300336.77 | SDFE2018 | 125710 | Vestas Wind Systems A/S V 66 1,75 | Vestas.V66.1750
570714700000013638 | 2000-10-06 | 1650 | 66 | 67 | Vestas Wind Systems A/S | V 66 | 329 | Ringsted | LAND | Eskildstrup Hvg, Sneslev | 1a | 681922.34 | 6139967.06 | SDFE2018 | 195414 | Vestas Wind Systems A/S V 66 | Vestas.V66.1650
570714700000014246 | 2001-11-01 | 1650 | 66 | 46 | Vestas Wind Systems A/S | V 66 | 360 | Lolland | LAND | Sandby L. | 2c | 632363.53 | 6081406.79 | SDFE2018 | 197053 | Vestas Wind Systems A/S V 66 | Vestas.V66.1650
570714700000014253 | 2001-11-01 | 1650 | 66 | 46 | Vestas Wind Systems A/S | V 66 | 360 | Lolland | LAND | Sandby L. | 20b | 632432.4 | 6081750.05 | SDFE2018 | 197055 | Vestas Wind Systems A/S V 66 | Vestas.V66.1650
570714700000014260 | 2001-11-01 | 1650 | 66 | 46 | Vestas Wind Systems A/S | V 66 | 360 | Lolland | LAND | Sandby L. | 13a | 632665.76 | 6081445.62 | SDFE2018 | 197056 | Vestas Wind Systems A/S V 66 | Vestas.V66.1650
570714700000014277 | 2001-11-01 | 1650 | 66 | 46 | Vestas Wind Systems A/S | V 66 | 360 | Lolland | LAND | Sandby L. | 13a | 632744.12 | 6081784.78 | SDFE2018 | 197057 | Vestas Wind Systems A/S V 66 | Vestas.V66.1650
570715000000032226 | 2000-10-18 | 1650 | 66 | 67 | Vestas Wind Systems A/S | V 66 1,65 | 573 | Varde | LAND | Orten,Varde by | 3ø | 461647.14 | 6170674.31 | SDFE2018 | 140662 | Vestas Wind Systems A/S V 66 1,65 | Vestas.V66.1650
570715000000032233 | 2000-10-28 | 1650 | 66 | 67 | Vestas Wind Systems A/S | V 66 1,65 | 573 | Varde | LAND | Orten,Varde by | 3ah | 461952.51 | 6170614.37 | SDFE2018 | 140663 | Vestas Wind Systems A/S V 66 1,65 | Vestas.V66.1650
570715000000032240 | 2000-10-18 | 1650 | 66 | 67 | Vestas Wind Systems A/S | V 66 1,65 | 573 | Varde | LAND | Orten,Varde by | 3ac | 462252.47 | 6170560.56 | SDFE2018 | 140664 | Vestas Wind Systems A/S V 66 1,65 | Vestas.V66.1650
570715000000024368 | 2000-03-06 | 1650 | 66 | 46 | Vestas Wind Systems A/S | V 66 1,65 | 621 | Kolding | LAND | Hejls | 16a | 535947.21 | 6139205.06 | SDFE2018 | 203425 | Vestas Wind Systems A/S V 66 1,65 | Vestas.V66.1650
570715000000024566 | 2001-01-29 | 1650 | 66 | 67 | Vestas Wind Systems A/S | V 66 1,65 | 621 | Kolding | LAND | Knudsbøl by | 4a m.fl | 519842.74 | 6158374.76 | SDFE2018 | 204118 | Vestas Wind Systems A/S V 66 1,65 | Vestas.V66.1650
570715000000024573 | 2001-01-29 | 1650 | 66 | 67 | Vestas Wind Systems A/S | V 66 1,65 | 621 | Kolding | LAND | Knudsbøl by | 2c | 519626.15 | 6158539.62 | SDFE2018 | 2204119 | Vestas Wind Systems A/S V 66 1,65 | Vestas.V66.1650
570715000000024580 | 2001-01-29 | 1650 | 66 | 67 | Vestas Wind Systems A/S | V 66 1,65 | 621 | Kolding | LAND | Knudsbøl by | 1a | 519408.53 | 6158705.47 | SDFE2018 | 204120 | Vestas Wind Systems A/S V 66 1,65 | Vestas.V66.1650
570715000000039485 | 2000-11-22 | 1650 | 66 | 67 | Vestas Wind Systems A/S | V 66 1,65 | 661 | Holstebro | LAND | Den mellemste Del, Sir | 6a | 476392.4 | 6251167.63 | SDFE2018 | 40170337 | Vestas Wind Systems A/S V 66 1,65 | Vestas.V66.1650
570715000000039492 | 2000-10-30 | 1650 | 66 | 67 | Vestas Wind Systems A/S | V 66 1,65 | 661 | Holstebro | LAND | Den mellemste Del, Sir | 6a | 476418.17 | 6251477.52 | SDFE2018 | 40171338 | Vestas Wind Systems A/S V 66 1,65 | Vestas.V66.1650
570715000000039508 | 2000-11-22 | 1650 | 66 | 67 | Vestas Wind Systems A/S | V 66 1,65 | 661 | Holstebro | LAND | Østergård, Sir | 1b | 476447.02 | 6251787.16 | SDFE2018 | 40172339 | Vestas Wind Systems A/S V 66 1,65 | Vestas.V66.1650
570715000000039515 | 2000-11-18 | 1650 | 66 | 67 | Vestas Wind Systems A/S | V 66 1,65 | 661 | Holstebro | LAND | Østergård, Sir | 1l | 476475.96 | 6252096.28 | SDFE2018 | 40173340 | Vestas Wind Systems A/S V 66 1,65 | Vestas.V66.1650
570715000000060519 | 2002-12-18 | 1500 | 64 | 48 | NEG Micon | NM 64/1500 | 482 | Langeland | LAND | Nordenbro By, Magleby | 10d | 609737.01 | 6072825.21 | SDFE2018 | 19456104 | NEG Micon NM 64/1500 | NEG.Micon.NM64c.1500
570715000000060526 | 2002-12-18 | 1500 | 64 | 48 | NEG Micon | NM 64/1500 | 482 | Langeland | LAND | Tryggelevgård, Tryggelev | 1aa | 609261.78 | 6072883.58 | SDFE2018 | 19076204 | NEG Micon NM 64/1500 | NEG.Micon.NM64c.1500
570715000000079610 | 2005-11-23 | 1500 | 64 | 48 | NEG Micon | NM 64 | 561 | Esbjerg | LAND | Hviding Ejerlav, Hviding | 1061 | 485540.06 | 6122309.9 | Stamdata | 44194450 | NEG Micon NM 64 | NEG.Micon.NM64c.1500
570715000000079627 | 2005-11-24 | 1500 | 64 | 48 | NEG Micon | NM 64 | 561 | Esbjerg | LAND | Hviding Ejerlav, Hviding | 1297 | 484762.44 | 6122309.97 | SDFE2018 | 44194451 | NEG Micon NM 64 | NEG.Micon.NM64c.1500
570715000000079634 | 2005-11-23 | 1500 | 64 | 48 | NEG Micon | NM 64 | 561 | Esbjerg | LAND | Hviding Ejerlav, Hviding | 1297 | 484761.68 | 6122307.18 | Stamdata | 44194452 | NEG Micon NM 64 | NEG.Micon.NM64c.1500
570715000000024313 | 1999-10-07 | 1500 | 64 | 60 | NEG Micon | NM 1500/64 | 575 | Vejen | LAND | Kragelund by | 1o | 510600.9 | 6160229.03 | SDFE2018 | 203193 | NEG Micon NM 1500/64 | NEG.Micon.M1500.750
570715000000024542 | 2000-10-13 | 1500 | 64 | 60 | NEG Micon | NM 1500/64 | 575 | Vejen | LAND | Kragelund by | 1o | 510700.22 | 6160054.86 | SDFE2018 | 2203873 | NEG Micon NM 1500/64 | NEG.Micon.M1500.750
570715000000048388 | 2000-11-08 | 1500 | 64 | 60 | NEG Micon | NM 1500/64 | 580 | Aabenraa | LAND | Jyndevad | 101 | 510077.61 | 6080453.97 | SDFE2018 | 91450 | NEG Micon NM 1500/64 | NEG.Micon.M1500.750
570715000000048395 | 2000-11-08 | 1500 | 64 | 60 | NEG Micon | NM 64/1500 | 580 | Aabenraa | LAND | Jyndevad | 363 | 510357.48 | 6080330.79 | SDFE2018 | 91451 | NEG Micon NM 64/1500 | NEG.Micon.NM64c.1500
570715000000048401 | 2000-11-08 | 1500 | 64 | 60 | NEG Micon | NM 1500/64 | 580 | Aabenraa | LAND | Jyndevad | 417 | 510642.63 | 6080205.56 | Stamdata | 91452 | NEG Micon NM 1500/64 | NEG.Micon.M1500.750
570715000000048418 | 2000-11-08 | 1500 | 64 | 60 | NEG Micon | NM 1500/64 | 580 | Aabenraa | LAND | Jyndevad | 347 | 510917.62 | 6080084.57 | SDFE2018 | 91453 | NEG Micon NM 1500/64 | NEG.Micon.M1500.750
570715000000048425 | 2000-11-13 | 1500 | 64 | 60 | NEG Micon | NM 1500/64 | 580 | Aabenraa | LAND | Jyndevad | 348 | 511198.34 | 6079960.89 | SDFE2018 | 91454 | NEG Micon NM 1500/64 | NEG.Micon.M1500.750
570715000000048432 | 2000-11-16 | 1500 | 64 | 60 | NEG Micon | NM 1500/64 | 580 | Aabenraa | LAND | Jyndevad | 411 | 511478.06 | 6079838.22 | SDFE2018 | 91455 | NEG Micon NM 1500/64 | NEG.Micon.M1500.750
570715000000048449 | 2000-11-20 | 1500 | 64 | 60 | NEG Micon | NM 1500/64 | 580 | Aabenraa | LAND | Jyndevad | 308 | 511761.25 | 6079720.82 | Stamdata | 91456 | NEG Micon NM 1500/64 | NEG.Micon.M1500.750
570715000000048456 | 2000-11-23 | 1500 | 64 | 60 | NEG Micon | NM 1500/64 | 580 | Aabenraa | LAND | Jyndevad | 187 | 512022.49 | 6079563.64 | Stamdata | 91457 | NEG Micon NM 1500/64 | NEG.Micon.M1500.750
570715000000057991 | 2002-12-17 | 1500 | 64 | 60 | NEG Micon | NM 64/1500 | 707 | Norddjurs | LAND | Hollandsbjerg by, Ørsted | 15i | 578171.57 | 6260171.4 | SDFE2018 | 95190 | NEG Micon NM 64/1500 | NEG.Micon.NM64c.1500
570715000000058004 | 2002-12-17 | 1500 | 64 | 60 | NEG Micon | NM 64/1500 | 707 | Norddjurs | LAND | Hollandsbjerg by, Ørsted | 17f | 577882.91 | 6260166.83 | SDFE2018 | 95190 | NEG Micon NM 64/1500 | NEG.Micon.NM64c.1500
570715000000058011 | 2002-12-17 | 1500 | 64 | 60 | NEG Micon | NM 64/1500 | 707 | Norddjurs | LAND | Hollandsbjerg by, Ørsted | 17f | 577604.19 | 6260221.01 | SDFE2018 | 95190 | NEG Micon NM 64/1500 | NEG.Micon.NM64c.1500
570715000000058028 | 2002-12-17 | 1500 | 64 | 60 | NEG Micon | NM 64/1500 | 707 | Norddjurs | LAND | Hollandsbjerg by, Ørsted | 17b | 577110.52 | 6260502.57 | SDFE2018 | 95191 | NEG Micon NM 64/1500 | NEG.Micon.NM64c.1500
570715000000064395 | 2002-12-17 | 1500 | 64 | 60 | NEG Micon | NM 64/1500 | 707 | Norddjurs | LAND | Hollandsbjerg by, Ørsted | 3s | 577342.3 | 6260335.68 | SDFE2018 | 95191 | NEG Micon NM 64/1500 | NEG.Micon.NM64c.1500
570715000000064401 | 2002-12-17 | 1500 | 64 | 60 | NEG Micon | NM 64/1500 | 707 | Norddjurs | LAND | Hollandsbjerg by, Ørsted | 9k | 576914.05 | 6260711.25 | SDFE2018 | 95191 | NEG Micon NM 64/1500 | NEG.Micon.NM64c.1500
570715000000064418 | 2002-12-17 | 1500 | 64 | 60 | NEG Micon | NM 64/1500 | 707 | Norddjurs | LAND | Hollandsbjerg by, Ørsted | 1d | 576775.04 | 6260961.99 | SDFE2018 | 95192 | NEG Micon NM 64/1500 | NEG.Micon.NM64c.1500
570715000000064425 | 2002-12-17 | 1500 | 64 | 60 | NEG Micon | NM 64/1500 | 707 | Norddjurs | LAND | Hollandsbjerg by, Ørsted | 93 | 576687.77 | 6261237.74 | SDFE2018 | 95192 | NEG Micon NM 64/1500 | NEG.Micon.NM64c.1500
570715000000064432 | 2002-12-17 | 1500 | 64 | 60 | NEG Micon | NM 64/1500 | 707 | Norddjurs | LAND | Hollandsbjerg by, Ørsted | 13o | 576662.25 | 6261522.5 | SDFE2018 | 95192 | NEG Micon NM 64/1500 | NEG.Micon.NM64c.1500
570715000000064449 | 2002-12-17 | 1500 | 64 | 60 | NEG Micon | NM 64/1500 | 707 | Norddjurs | LAND | Hollandsbjerg by, Ørsted | 13o | 576696.61 | 6261809.85 | SDFE2018 | 95193 | NEG Micon NM 64/1500 | NEG.Micon.NM64c.1500
570715000000064456 | 2002-12-17 | 1500 | 64 | 60 | NEG Micon | NM 64/1500 | 707 | Norddjurs | LAND | Hollandsbjerg by, Ørsted | 8a | 576791.43 | 6262076.41 | SDFE2018 | 95193 | NEG Micon NM 64/1500 | NEG.Micon.NM64c.1500
570715000000059582 | 2002-12-16 | 1500 | 64 | 68 | NEG Micon | NM 64/1500 | 760 | Ringkøbing-Skjern | LAND | Bjerregård, Vedersø | 2d | 452461.5 | 6231110.93 | SDFE2018 | 85073 | NEG Micon NM 64/1500 | NEG.Micon.NM64c.1500
570715000000059599 | 2002-12-16 | 1500 | 64 | 68 | NEG Micon | NM 64/1500 | 760 | Ringkøbing-Skjern | LAND | Hovedejerlavet, Vedersø | 1b | 452651.53 | 6231380.79 | SDFE2018 | 85073 | NEG Micon NM 64/1500 | NEG.Micon.NM64c.1500
570715000000059605 | 2002-12-16 | 1500 | 64 | 68 | NEG Micon | NM 64/1500 | 760 | Ringkøbing-Skjern | LAND | Hovedejerlavet, Vedersø | 127e | 452840.94 | 6231649.75 | SDFE2018 | 85073 | NEG Micon NM 64/1500 | NEG.Micon.NM64c.1500
570715000000059612 | 2002-12-16 | 1500 | 64 | 68 | NEG Micon | NM 64/1500 | 760 | Ringkøbing-Skjern | LAND | Hovedejerlavet, Vedersø | 128b | 453031.61 | 6231919.99 | SDFE2018 | 85073 | NEG Micon NM 64/1500 | NEG.Micon.NM64c.1500
570715000000059629 | 2002-12-13 | 1500 | 64 | 68 | NEG Micon | NM 64/1500 | 760 | Ringkøbing-Skjern | LAND | Hovedejerlavet, Vedersø | 120d | 453220.71 | 6232190.1 | SDFE2018 | 85074 | NEG Micon NM 64/1500 | NEG.Micon.NM64c.1500
570715000000059636 | 2002-12-16 | 1500 | 64 | 68 | NEG Micon | NM 64/1500 | 760 | Ringkøbing-Skjern | LAND | Bjerregård, Vedersø | 3c | 452683.08 | 6230792.8 | SDFE2018 | 85073 | NEG Micon NM 64/1500 | NEG.Micon.NM64c.1500
570715000000059643 | 2002-12-16 | 1500 | 64 | 68 | NEG Micon | NM 64/1500 | 760 | Ringkøbing-Skjern | LAND | Bjerregård, Vedersø | 1p | 452877.56 | 6231070.95 | SDFE2018 | 85073 | NEG Micon NM 64/1500 | NEG.Micon.NM64c.1500
570715000000063930 | 2002-12-16 | 1500 | 64 | 68 | NEG Micon | NM 64/1500 | 760 | Ringkøbing-Skjern | LAND | Norden åen, Tim | 1i | 453064 | 6231332.58 | SDFE2018 | 85073 | NEG Micon NM 64/1500 | NEG.Micon.NM64c.1500
570715000000063947 | 2002-12-16 | 1500 | 64 | 68 | NEG Micon | NM 64/1500 | 760 | Ringkøbing-Skjern | LAND | Norden åen, Tim | 31a | 453253.79 | 6231602.58 | SDFE2018 | 85073 | NEG Micon NM 64/1500 | NEG.Micon.NM64c.1500
570715000000063954 | 2002-12-16 | 1500 | 64 | 68 | NEG Micon | NM 64/1500 | 760 | Ringkøbing-Skjern | LAND | Norden åen, Tim | 57c | 453442.88 | 6231872.14 | SDFE2018 | 85073 | NEG Micon NM 64/1500 | NEG.Micon.NM64c.1500
570715000000079122 | 2005-06-25 | 1500 | 72 | 63.9 | Vestas Wind Systems A/S | NM72C/1500/EVOII | 810 | Brønderslev | LAND | Vester Brønderslev, Brønderslev Jorder | 13dp | 556362.57 | 6345019.31 | SDFE2018 | 101 | Vestas Wind Systems A/S NM72C/1500/EVOII | Vestas.V66.1650
570715000000079139 | 2005-06-24 | 1500 | 72 | 63.9 | Vestas Wind Systems A/S | NM72C/1500/EVOII | 810 | Brønderslev | LAND | Vester Brønderslev, Brønderslev Jorder | 13dp | 556444 | 6344832 | Stamdata | 102 | Vestas Wind Systems A/S NM72C/1500/EVOII | Vestas.V66.1650
570715000000079146 | 2005-06-24 | 1500 | 72 | 63.9 | Vestas Wind Systems A/S | NM72C/1500/EVOII | 810 | Brønderslev | LAND | Vester Brønderslev, Brønderslev Jorder | 13dp | 556525.59 | 6344645.16 | SDFE2018 | 103 | Vestas Wind Systems A/S NM72C/1500/EVOII | Vestas.V66.1650
570715000000079153 | 2005-06-22 | 1500 | 72 | 63.9 | Vestas Wind Systems A/S | NM72C/1500/EVOII | 810 | Brønderslev | LAND | Vester Brønderslev, Brønderslev Jorder | 54l | 556688.29 | 6344271.98 | SDFE2018 | 104 | Vestas Wind Systems A/S NM72C/1500/EVOII | Vestas.V66.1650
570715000000079160 | 2005-06-23 | 1500 | 72 | 63.9 | Vestas Wind Systems A/S | NM72C | 810 | Brønderslev | LAND | Vester Brønderslev, Brønderslev Jorder | 16by | 556768.1 | 6344088.79 | SDFE2018 | 105 | Vestas Wind Systems A/S NM72C | Vestas.V66.1650
570715000000079177 | 2005-06-23 | 1500 | 72 | 63.9 | Vestas Wind Systems A/S | NM72C/1500/EVOII | 810 | Brønderslev | LAND | Vester Brønderslev, Brønderslev Jorder | 15ad | 556607.01 | 6344458.2 | SDFE2018 | 106 | Vestas Wind Systems A/S NM72C/1500/EVOII | Vestas.V66.1650
570715000000079184 | 2005-06-22 | 1500 | 72 | 63.9 | Vestas Wind Systems A/S | NM72C/1500/EVOII | 810 | Brønderslev | LAND | Vester Brønderslev, Brønderslev Jorder | 73ad | 556845.57 | 6343904.89 | SDFE2018 | 107 | Vestas Wind Systems A/S NM72C/1500/EVOII | Vestas.V66.1650
570714700000105678 | 2002-12-16 | 1300 | 60 | 60 | Nordex | N 60/1300 | 400 | Bornholm | LAND | Rutsker | 53a | 863704.57 | 6131575.37 | SDFE2018 | 60123-1 | Nordex N 60/1300 | Nordex.N60.1300
570714700000105685 | 2002-12-16 | 1300 | 60 | 60 | Nordex | N 60/1300 | 400 | Bornholm | LAND | Rutsker | 44a | 863832.01 | 6131824.63 | SDFE2018 | 60123-2 | Nordex N 60/1300 | Nordex.N60.1300
570714700000105692 | 2002-12-16 | 1300 | 60 | 60 | Nordex | N 60/1300 | 400 | Bornholm | LAND | Rutsker | 44a | 863959.87 | 6132074.56 | SDFE2018 | 60123-3 | Nordex N 60/1300 | Nordex.N60.1300
570714700000105760 | 2002-12-12 | 1300 | 60 | 60 | Ukendt | Ukendt | 400 | Bornholm | LAND | Åker | 91a | 874722.54 | 6115940.51 | SDFE2018 | 60125-1 | Ukendt Ukendt | 0
570714700000105777 | 2002-12-12 | 1300 | 60 | 60 | Ukendt | Ukendt | 400 | Bornholm | LAND | Åker | 91a | 874637.42 | 6116230.07 | SDFE2018 | 60125-2 | Ukendt Ukendt | 0
570714700000105784 | 2002-12-12 | 1300 | 60 | 60 | Ukendt | Ukendt | 400 | Bornholm | LAND | Åker | 91a | 874551.59 | 6116520.17 | SDFE2018 | 60125-3 | Ukendt Ukendt | 0
570714700000105791 | 2002-12-12 | 1300 | 60 | 60 | Ukendt | Ukendt | 400 | Bornholm | LAND | Åker | 91a | 874465.6 | 6116809.69 | SDFE2018 | 60125-4 | Ukendt Ukendt | 0
570714700000105807 | 2002-12-12 | 1300 | 60 | 60 | Ukendt | Ukendt | 400 | Bornholm | LAND | Åker | 91a | 874379.66 | 6117099.05 | SDFE2018 | 60125-5 | Ukendt Ukendt | 0
570715000000060694 | 2002-12-04 | 1300 | 62 | 49 | BONUS | 1,3 MW | 420 | Assens | LAND | Assens Markjord | 162ac | 557716.26 | 6123549.15 | SDFE2018 | 127470 | BONUS 1,3 MW | Bonus.B62.1300
570715000000049514 | 2000-03-01 | 1300 | 60 | 46 | Nordex | N 60/1300 | 510 | Haderslev | LAND | Marstrup Hoptrup | 2 | 529290.74 | 6117041.95 | SDFE2018 | 200104 | Nordex N 60/1300 | Nordex.N60.1300
570715000000049521 | 2000-02-27 | 1300 | 60 | 46 | Nordex | N 60/1300 | 510 | Haderslev | LAND | Marstrup Hoptrup | 2 | 529507.19 | 6117301.49 | SDFE2018 | 200105 | Nordex N 60/1300 | Nordex.N60.1300
570715000000026096 | 2001-09-13 | 1300 | 60 | 50 | Nordex | N 60/1300 | 530 | Billund | LAND | Filskov by | 1o | 499391.07 | 6185445.84 | SDFE2018 | 16094 | Nordex N 60/1300 | Nordex.N60.1300
570715000000026102 | 2001-09-18 | 1300 | 60 | 50 | Nordex | N 60/1300 | 530 | Billund | LAND | Filskov by | 1o | 499472.6 | 6185628.73 | SDFE2018 | 16095 | Nordex N 60/1300 | Nordex.N60.1300
570715000000026119 | 2001-09-10 | 1300 | 60 | 50 | Nordex | N 60/1300 | 530 | Billund | LAND | Filskov by, Filskov | 2p | 499655.45 | 6185546.65 | SDFE2018 | 16096 | Nordex N 60/1300 | Nordex.N60.1300
570715000000026126 | 2001-09-08 | 1300 | 60 | 50 | Nordex | N 60/1300 | 530 | Billund | LAND | Filskov by, Filskov | 2p | 499736.88 | 6185729.43 | SDFE2018 | 16097 | Nordex N 60/1300 | Nordex.N60.1300
570715000000026133 | 2002-12-05 | 1300 | 60 | 50 | Nordex | N 60/1300 | 530 | Billund | LAND | Filskov by | 1o | 499554.87 | 6185810.84 | SDFE2018 | 16098 | Nordex N 60/1300 | Nordex.N60.1300
570715000000026140 | 2001-05-23 | 1300 | 60 | 50 | Nordex | N 60/1300 | 530 | Billund | LAND | Filskov by | 2p m.fl | 499573.81 | 6185364.11 | SDFE2018 | 16099 | Nordex N 60/1300 | Nordex.N60.1300
570715000000032219 | 2001-02-14 | 1300 | 60 | 46 | Nordex | N 60/1300 | 530 | Billund | LAND | Urup by | 5l | 487562.92 | 6184643.09 | SDFE2018 | 140567 | Nordex N 60/1300 | Nordex.N60.1300
570715000000032318 | 2001-02-15 | 1300 | 60 | 46 | Nordex | N 60/1300 | 530 | Billund | LAND | Urup by | 5p | 488228.02 | 6184859.7 | SDFE2018 | 141054 | Nordex N 60/1300 | Nordex.N60.1300
570715000000032325 | 2001-08-08 | 1300 | 60 | 46 | Nordex | N 60/1300 | 530 | Billund | LAND | Urup by | 5m | 487896.25 | 6184751.09 | SDFE2018 | 141055 | Nordex N 60/1300 | Nordex.N60.1300
570715000000032332 | 2001-02-15 | 1300 | 60 | 46 | Nordex | N 60/1300 | 530 | Billund | LAND | Urup by | 5b | 488215.8 | 6185059.56 | SDFE2018 | 141056 | Nordex N 60/1300 | Nordex.N60.1300
570715000000032349 | 2001-09-06 | 1300 | 60 | 46 | Nordex | N 60/1300 | 530 | Billund | LAND | Urup by | 5b | 487882.91 | 6184951.07 | SDFE2018 | 141057 | Nordex N 60/1300 | Nordex.N60.1300
570715000000032356 | 2001-05-17 | 1300 | 60 | 46 | Nordex | N 60/1300 | 530 | Billund | LAND | Urup by | 5b | 488203.08 | 6185259.18 | SDFE2018 | 141058 | Nordex N 60/1300 | Nordex.N60.1300
570715000000032363 | 2001-08-14 | 1300 | 60 | 46 | Nordex | N 60/1300 | 530 | Billund | LAND | Urup by | 5m | 487870.37 | 6185151.17 | SDFE2018 | 141059 | Nordex N 60/1300 | Nordex.N60.1300
570715000000032448 | 2001-06-07 | 1300 | 60 | 46 | Nordex | N 60/1300 | 530 | Billund | LAND | Urup by | 5l | 487550.73 | 6184842.44 | SDFE2018 | 141089 | Nordex N 60/1300 | Nordex.N60.1300
570715000000032455 | 2001-06-07 | 1300 | 60 | 46 | Nordex | N 60/1300 | 530 | Billund | LAND | Urup by | 5l | 487537.42 | 6185041.91 | SDFE2018 | 141090 | Nordex N 60/1300 | Nordex.N60.1300
570715000000035548 | 2000-08-04 | 1300 | 62 | 49 | BONUS | 1,3 MW | 530 | Billund | LAND | Hinnum by | 6a | 499948.02 | 6178709.47 | SDFE2018 | 62021 | BONUS 1,3 MW | Bonus.B62.1300
570715000000035555 | 2000-08-04 | 1300 | 62 | 49 | BONUS | 1,3 MW | 530 | Billund | LAND | Hinnum by | 5a | 499900.71 | 6179036.83 | SDFE2018 | 62023 | BONUS 1,3 MW | Bonus.B62.1300
570715000000063718 | 2002-12-10 | 1300 | 62 | 49 | BONUS | 1300 kW | 530 | Billund | LAND | Stenderup By, Ansager | 12as | 489823.89 | 6170558.69 | SDFE2018 | 344227018 | BONUS 1300 kW | Bonus.B62.1300
570715000000063725 | 2002-12-10 | 1300 | 62 | 49 | BONUS | 1300 kW | 530 | Billund | LAND | Stenderup By, Ansager | 12ar | 489780.93 | 6170392.61 | SDFE2018 | 344227019 | BONUS 1300 kW | Bonus.B62.1300
570715000000045844 | 1999-11-16 | 1300 | 60 | 46 | Nordex | N 60/1300 | 550 | Tønder | LAND | Branderup | 4 | 501219.1 | 6107762.55 | SDFE2018 | 44196565 | Nordex N 60/1300 | Nordex.N60.1300
570715000000045851 | 2000-08-01 | 1300 | 60 | 46 | Nordex | N 60/1300 | 550 | Tønder | LAND | Branderup | 97 | 501234.83 | 6108035.94 | SDFE2018 | 44196566 | Nordex N 60/1300 | Nordex.N60.1300
570715000000045868 | 2000-08-01 | 1300 | 60 | 46 | Nordex | N 60/1300 | 550 | Tønder | LAND | Roost | 89 | 501444.05 | 6108151.85 | SDFE2018 | 44196567 | Nordex N 60/1300 | Nordex.N60.1300
570715000000045875 | 2000-08-01 | 1300 | 0.1 | 0.1 | Ukendt | Ukendt | 550 | Tønder | LAND | Branderup | 496 | 501428.33 | 6107865.53 | SDFE2018 | 44196568 | Ukendt Ukendt | 0
570715000000045882 | 2000-08-01 | 1300 | 60 | 46 | Nordex | N 60/1300 | 550 | Tønder | LAND | Branderup | 5 | 501638.56 | 6107968.46 | SDFE2018 | 44196569 | Nordex N 60/1300 | Nordex.N60.1300
570715000000047695 | 1999-05-11 | 1300 | 60 | 46 | Nordex | N 60/1300 | 550 | Tønder | LAND | Løgumkloster | 1288 | 500663.53 | 6102238.76 | SDFE2018 | 90411 | Nordex N 60/1300 | Nordex.N60.1300
570715000000047978 | 1999-06-09 | 1300 | 60 | 46 | Nordex | N 60 | 550 | Tønder | LAND | Hyrup | 95 | 508837.96 | 6116163.55 | SDFE2018 | 90617 | Nordex N 60 | Nordex.N60.1300
570715000000047985 | 1999-03-22 | 1300 | 60 | 46 | Nordex | N 60/1300 | 550 | Tønder | LAND | Tirslund | 7 | 508508.88 | 6116280.37 | SDFE2018 | 90618 | Nordex N 60/1300 | Nordex.N60.1300
570715000000047992 | 1999-03-22 | 1300 | 60 | 46 | Nordex | N 60/1300 | 550 | Tønder | LAND | Gøtterup | 1 | 508163.47 | 6116402.35 | SDFE2018 | 90619 | Nordex N 60/1300 | Nordex.N60.1300
570715000000048005 | 1999-03-22 | 1300 | 60 | 46 | Nordex | N 60/1300 | 550 | Tønder | LAND | Gøtterup | 11 | 508404.5 | 6116582.79 | SDFE2018 | 90620 | Nordex N 60/1300 | Nordex.N60.1300
570715000000048104 | 1999-09-23 | 1300 | 60 | 46 | Nordex | N 60/1300 | 550 | Tønder | LAND | Arrild | 17 | 496578.66 | 6110519.2 | SDFE2018 | 90980 | Nordex N 60/1300 | Nordex.N60.1300
570715000000048111 | 1999-09-23 | 1300 | 60 | 46 | Nordex | N 60/1300 | 550 | Tønder | LAND | Ukendt | 0 | 496312.79 | 6109890.38 | SDFE2018 | 90980 | Nordex N 60/1300 | Nordex.N60.1300
570715000000048166 | 1999-11-27 | 1300 | 60 | 46 | Nordex | N 60/1300 | 550 | Tønder | LAND | Tirslund | 175 | 508773.04 | 6116451.75 | SDFE2018 | 91025 | Nordex N 60/1300 | Nordex.N60.1300
570715000000048210 | 2000-05-09 | 1300 | 62 | 49 | BONUS | MW 1,3 | 561 | Esbjerg | LAND | Hviding | 354 | 484373.64 | 6122309.06 | SDFE2018 | 91160 | BONUS MW 1,3 | Bonus.B62.1300
570715000000048227 | 2000-05-09 | 1300 | 62 | 49 | BONUS | MW 1,3 | 561 | Esbjerg | LAND | Hviding | 388 | 483985.18 | 6122307.86 | SDFE2018 | 91161 | BONUS MW 1,3 | Bonus.B62.1300
570715000000048234 | 2000-05-09 | 1300 | 62 | 49 | BONUS | MW 1,3 | 561 | Esbjerg | LAND | Hviding | 1071 | 483596.2 | 6122307.08 | SDFE2018 | 91162 | BONUS MW 1,3 | Bonus.B62.1300
570715000000059391 | 2002-11-08 | 1300 | 62 | 49 | BONUS | 1300/250 | 561 | Esbjerg | LAND | Vilslev | 32n | 480543.72 | 6140052.32 | SDFE2018 | 44192614 | BONUS 1300/250 | Bonus.B62.1300
570715000000059407 | 2002-11-08 | 1300 | 62 | 49 | BONUS | 1300/250 | 561 | Esbjerg | LAND | Vilslev | 143a | 480065.16 | 6139993.83 | SDFE2018 | 44192615 | BONUS 1300/250 | Bonus.B62.1300
570715000000059414 | 2002-11-08 | 1300 | 62 | 49 | BONUS | 1300/250 | 561 | Esbjerg | LAND | Vilslev | 17ah | 479589.17 | 6139935.02 | SDFE2018 | 44192616 | BONUS 1300/250 | Bonus.B62.1300
570715000000032172 | 2000-04-04 | 1300 | 62 | 49 | BONUS | 1,3 MW | 575 | Vejen | LAND | Okslund by | 5æ | 502293.79 | 6160374.91 | SDFE2018 | 140526 | BONUS 1,3 MW | Bonus.B62.1300
570715000000032189 | 2000-04-04 | 1300 | 62 | 0.1 | BONUS | 1,3 MW | 575 | Vejen | LAND | Okslund by | 5h | 502179.79 | 6160063.26 | SDFE2018 | 140527 | BONUS 1,3 MW | Bonus.B62.1300
570715000000032196 | 2000-04-04 | 1300 | 62 | 0.1 | BONUS | 1,3 MW | 575 | Vejen | LAND | Okslund by | 5aa | 502069.83 | 6159760.14 | SDFE2018 | 140529 | BONUS 1,3 MW | Bonus.B62.1300
570715000000051081 | 1999-10-26 | 1300 | 62 | 45 | BONUS | 1,3 MW | 580 | Aabenraa | LAND | Kassø | 9 | 513602.25 | 6098649.09 | SDFE2018 | 200299 | BONUS 1,3 MW | Bonus.B62.1300
570715000000051104 | 1999-12-22 | 1300 | 62 | 45 | BONUS | N60/1300 | 580 | Aabenraa | LAND | Kassø | 16 | 516370.86 | 6100149.36 | SDFE2018 | 200301 | BONUS N60/1300 | Bonus.B62.1300
570715000000024290 | 1999-06-01 | 1300 | 60 | 46 | Nordex | N 60/1300 | 621 | Kolding | LAND | Hejls | 4a | 535572.97 | 6138554.51 | SDFE2018 | 2203009 | Nordex N 60/1300 | Nordex.N60.1300
570715000000024306 | 1999-06-01 | 1300 | 60 | 46 | Nordex | N 60/1300 | 621 | Kolding | LAND | Hejls | 4a | 536393.43 | 6138755.58 | SDFE2018 | 203009 | Nordex N 60/1300 | Nordex.N60.1300
570715000000049750 | 2000-10-17 | 1300 | 60 | 46 | Nordex | N 60/1300 | 621 | Kolding | LAND | Frørup Ejerlav | 290 | 527308.77 | 6137560.47 | SDFE2018 | 200132 | Nordex N 60/1300 | Nordex.N60.1300
570715000000049767 | 2001-01-16 | 1300 | 60 | 46 | Nordex | N 60/1300 | 621 | Kolding | LAND | Frørup Ejerlav | 291 | 525706.37 | 6137662.26 | SDFE2018 | 200133 | Nordex N 60/1300 | Nordex.N60.1300
570715000000050909 | 1999-11-22 | 1300 | 60 | 46 | Nordex | N 60/1300 | 621 | Kolding | LAND | Frørup | 26 | 526844.46 | 6137181.56 | SDFE2018 | 200274 | Nordex N 60/1300 | Nordex.N60.1300
570715000000051074 | 1999-09-24 | 1300 | 60 | 46 | Nordex | N 60/1300 | 621 | Kolding | LAND | Hørup | 1 | 522147.76 | 6136196.76 | SDFE2018 | 200298 | Nordex N 60/1300 | Nordex.N60.1300
570715000000051128 | 2000-05-25 | 1300 | 62 | 45 | BONUS | 1,3 MW | 621 | Kolding | LAND | Seggelund | 69 | 531417.31 | 6132077.38 | SDFE2018 | 200303 | BONUS 1,3 MW | Bonus.B62.1300
570715000000051135 | 2000-03-10 | 1300 | 62 | 45 | BONUS | 1,3 MW | 621 | Kolding | LAND | Højrup, Stepping | 12 | 520989.64 | 6136196.79 | SDFE2018 | 200307 | BONUS 1,3 MW | Bonus.B62.1300
570715000000056338 | 2002-03-05 | 1300 | 60 | 46 | Nordex | N 60/1300 | 621 | Kolding | LAND | Frørup Ejerlaug | 16 | 526459.74 | 6134788.34 | SDFE2018 | 200136 | Nordex N 60/1300 | Nordex.N60.1300
570715000000018572 | 2000-10-01 | 1300 | 62 | 68 | BONUS | 1,3 MW | 657 | Herning | LAND | Høstrup | 2a | 501863.19 | 6246570.94 | SDFE2018 | 2050327 | BONUS 1,3 MW | Bonus.B62.1300
570715000000018589 | 2000-10-01 | 1300 | 62 | 68 | BONUS | 1,3 MW | 657 | Herning | LAND | Høstrup | 2a | 501631.64 | 6246719.94 | SDFE2018 | 2050328 | BONUS 1,3 MW | Bonus.B62.1300
570715000000018596 | 2000-10-01 | 1300 | 62 | 68 | BONUS | 1,3 MW | 657 | Herning | LAND | Høstrup | 3i | 501398.64 | 6246868.81 | SDFE2018 | 2050329 | BONUS 1,3 MW | Bonus.B62.1300
570715000000018602 | 2000-10-01 | 1300 | 62 | 68 | BONUS | 1,3 MW | 657 | Herning | LAND | Høstrup | 1ac | 501166.51 | 6247018.1 | SDFE2018 | 2050330 | BONUS 1,3 MW | Bonus.B62.1300
570715000000018619 | 2000-10-01 | 1300 | 62 | 68 | BONUS | 1,3 MW | 657 | Herning | LAND | Høstrup | 3b | 500933.51 | 6247167.55 | SDFE2018 | 2050331 | BONUS 1,3 MW | Bonus.B62.1300
570715000000018626 | 2000-10-01 | 1300 | 62 | 68 | BONUS | 1,3 MW | 657 | Herning | LAND | Haderis | 4e | 500703.26 | 6247316.4 | SDFE2018 | 2050332 | BONUS 1,3 MW | Bonus.B62.1300
570715000000018633 | 2000-10-01 | 1300 | 62 | 68 | BONUS | 1,3 MW | 657 | Herning | LAND | Haderis | 4e | 500470.31 | 6247466.49 | SDFE2018 | 2050333 | BONUS 1,3 MW | Bonus.B62.1300
570715000000058127 | 2002-12-16 | 1300 | 60 | 45 | Nordex | N 60/1300 | 706 | Syddjurs | LAND | Skovgårde, Ebeltoft jorder | 2az | 603088.77 | 6224572.3 | SDFE2018 | 2002291 | Nordex N 60/1300 | Nordex.N60.1300
570715000000058134 | 2002-12-16 | 1300 | 60 | 45 | Nordex | N 60/1300 | 706 | Syddjurs | LAND | Skovgårde, Ebeltoft jorder | 2az | 602998.25 | 6225072.26 | SDFE2018 | 2002301 | Nordex N 60/1300 | Nordex.N60.1300
570715000000058141 | 2002-12-16 | 1300 | 60 | 45 | Nordex | N 60/1300 | 706 | Syddjurs | LAND | Skovgårde, Ebeltoft jorder | 2ax | 603027.04 | 6224904.91 | SDFE2018 | 2002311 | Nordex N 60/1300 | Nordex.N60.1300
570715000000062919 | 2002-12-16 | 1300 | 60 | 45 | Nordex | N 60/1300 | 706 | Syddjurs | LAND | Skovgårde, Ebeltoft jorder | 2az | 603057.82 | 6224738.61 | SDFE2018 | 2002321 | Nordex N 60/1300 | Nordex.N60.1300
570715000000025921 | 2000-07-31 | 1300 | 62 | 69 | BONUS | 1,3 MW | 756 | Ikast-Brande | LAND | Uhre by | 11r | 504047.32 | 6197641.83 | SDFE2018 | 16084 | BONUS 1,3 MW | Bonus.B62.1300
570715000000025938 | 2000-07-31 | 1300 | 62 | 69 | BONUS | 1,3 MW | 756 | Ikast-Brande | LAND | Uhre by | 10a | 504093.11 | 6197827.37 | SDFE2018 | 16084 | BONUS 1,3 MW | Bonus.B62.1300
570715000000025945 | 2000-07-31 | 1300 | 62 | 69 | BONUS | 1,3 MW | 756 | Ikast-Brande | LAND | Uhre by | 10k | 504002.2 | 6197456.9 | SDFE2018 | 16085 | BONUS 1,3 MW | Bonus.B62.1300
570715000000058998 | 2002-12-19 | 1300 | 62 | 60 | BONUS | 1300 kW | 773 | Morsø | LAND | Vejerslev by | 3b | 482756.17 | 6288207.6 | SDFE2018 | 224178 | BONUS 1300 kW | Bonus.B62.1300
570715000000059018 | 2002-12-19 | 1300 | 62 | 60 | BONUS | 1300 kW | 773 | Morsø | LAND | Vejerslev By | 3b | 482702.28 | 6287913.21 | SDFE2018 | 224176 | BONUS 1300 kW | Bonus.B62.1300
570714700000003400 | 1999-12-21 | 1000 | 54 | 48 | BONUS | 1 MW | 326 | Kalundborg | LAND | Birkendegård Hgd., Værslev | 1bf | 638084.2 | 6171351.59 | SDFE2018 | 088-00319 | BONUS 1 MW | Bonus.B54.1000
570714700000003417 | 1999-12-21 | 1000 | 54 | 48 | BONUS | 1 MW | 326 | Kalundborg | LAND | Birkendegård Hgd., Værslev | 1bg | 638029.09 | 6171196.27 | SDFE2018 | 088-00319 | BONUS 1 MW | Bonus.B54.1000
570714700000012655 | 1999-12-13 | 1000 | 54 | 48 | BONUS | 1 MW | 326 | Kalundborg | LAND | Birkendegaard Hgd., Værslev | 1bh | 637973.73 | 6171040.96 | SDFE2018 | 40081257 | BONUS 1 MW | Bonus.B54.1000
570714700000013515 | 2000-06-29 | 1000 | 54.2 | 47.8 | BONUS | 1 MW | 329 | Ringsted | LAND | Sneslev | 12a | 679487.59 | 6141573.65 | SDFE2018 | 195069 | BONUS 1 MW | Bonus.B54.1000
570714700000012723 | 2000-01-21 | 1000 | 54.2 | 45 | BONUS | 1 MW | 360 | Lolland | LAND | Torpe By, Avnede | 4a | 639306.6 | 6075314.2 | SDFE2018 | 194119 | BONUS 1 MW | Bonus.B54.1000
570714700000012730 | 2000-01-21 | 1000 | 54.2 | 45 | BONUS | 1 MW | 360 | Lolland | LAND | Lammehave Strand, Avnede | 5af3l | 639204.32 | 6075172.38 | SDFE2018 | 194120 | BONUS 1 MW | Bonus.B54.1000
570714700000012747 | 2000-01-21 | 1000 | 54.2 | 45 | BONUS | 1 MW | 360 | Lolland | LAND | Lammehave Strand, Avnede | 2afl5a | 639159.08 | 6075340.63 | SDFE2018 | 194121 | BONUS 1 MW | Bonus.B54.1000
570714700000012754 | 2000-01-21 | 1000 | 54.2 | 45 | BONUS | 1 MW | 360 | Lolland | LAND | Torpe By, Avnede | 2af6c | 639260.38 | 6075482.83 | SDFE2018 | 194122 | BONUS 1 MW | Bonus.B54.1000
570715000000052774 | 2000-11-13 | 1000 | 54.2 | 48 | Ukendt | Ukendt | 479 | Svendborg | LAND | Brudager By, Brudager | 3e | 608286.73 | 6108873.43 | SDFE2018 | 50738 | Ukendt Ukendt | 0
570715000000052781 | 2000-11-14 | 1000 | 54.2 | 48 | Ukendt | Ukendt | 479 | Svendborg | LAND | Brudager By, Brudager | 3e | 608137.14 | 6109086.53 | SDFE2018 | 50739 | Ukendt Ukendt | 0
570715000000051760 | 2000-10-29 | 1000 | 54.2 | 47.8 | BONUS | 1 MW | 482 | Langeland | LAND | Lindelse By, Lindelse | 12a | 610240.53 | 6081543.69 | SDFE2018 | 10056221 | BONUS 1 MW | Bonus.B54.1000
570715000000051968 | 2000-10-23 | 1000 | 54.2 | 47.8 | BONUS | 1 MW | 482 | Langeland | LAND | Søndenbro By, Magleby | 28 | 609351.44 | 6069549.75 | SDFE2018 | 21516105 | BONUS 1 MW | Bonus.B54.1000
570715000000051975 | 2000-10-23 | 1000 | 54.2 | 47.8 | BONUS | 1 MW | 482 | Langeland | LAND | Søndenbro By, Magleby | 26a | 609296.26 | 6070111.1 | SDFE2018 | 21516109 | BONUS 1 MW | Bonus.B54.1000
570715000000051982 | 2000-10-25 | 1000 | 54.2 | 47.8 | BONUS | 1 MW | 482 | Langeland | LAND | Søndenbro By, Magleby | 24a | 611228.21 | 6069388.93 | SDFE2018 | 21972106 | BONUS 1 MW | Bonus.B54.1000
570715000000052378 | 1998-12-17 | 1000 | 54 | 50 | BONUS | MK l | 482 | Langeland | LAND | Stoense By, Stoense | 3a | 620019.76 | 6107188.04 | SDFE2018 | 37436214 | BONUS MK l | Bonus.B54.1000
570715000000060465 | 2002-09-03 | 1000 | 54.2 | 47.8 | BONUS | 1 MW | 482 | Langeland | LAND | Kædeby By, Humble | 11a | 607939.13 | 6080065.29 | SDFE2018 | 11464204 | BONUS 1 MW | Bonus.B54.1000
570715000000049507 | 2000-03-13 | 1000 | 54 | 45 | BONUS | 1 MW | 510 | Haderslev | LAND | Lerte | 63 | 517263.29 | 6133425.63 | SDFE2018 | 200003 | BONUS 1 MW | Bonus.B54.1000
570715000000049569 | 2000-11-07 | 1000 | 54.2 | 45 | BONUS | 1 MW | 510 | Haderslev | LAND | Jegerup | 199 | 517938.66 | 6128444.61 | SDFE2018 | 200113 | BONUS 1 MW | Bonus.B54.1000
570715000000049576 | 2000-11-08 | 1000 | 54.2 | 45 | BONUS | 1 MW | 510 | Haderslev | LAND | Jegerup | 6 | 517951.92 | 6128041.14 | SDFE2018 | 200114 | BONUS 1 MW | Bonus.B54.1000
570715000000049583 | 2000-11-07 | 1000 | 54.2 | 45 | BONUS | 1 MW | 510 | Haderslev | LAND | Jegerup | 21 | 517964.98 | 6127637.48 | SDFE2018 | 200115 | BONUS 1 MW | Bonus.B54.1000
570715000000049590 | 2000-11-07 | 1000 | 54.2 | 45 | BONUS | 1 MW | 510 | Haderslev | LAND | Jegerup | 1 | 517978.63 | 6127234.41 | SDFE2018 | 200116 | BONUS 1 MW | Bonus.B54.1000
570715000000049620 | 2000-08-21 | 1000 | 54.2 | 45 | BONUS | 1 MW | 510 | Haderslev | LAND | Ørsted | 13 | 515666.3 | 6132208.45 | SDFE2018 | 200119 | BONUS 1 MW | Bonus.B54.1000
570715000000050954 | 1999-05-26 | 1000 | 54.2 | 46 | BONUS | 1 MW | 510 | Haderslev | LAND | Kastvrå | 12 | 522586.44 | 6129433.11 | SDFE2018 | 200283 | BONUS 1 MW | Bonus.B54.1000
570715000000050961 | 1999-05-26 | 1000 | 54.2 | 46 | BONUS | 1 MW | 510 | Haderslev | LAND | Kastvrå | 8 | 521939.55 | 6129681.12 | SDFE2018 | 200284 | BONUS 1 MW | Bonus.B54.1000
570715000000050978 | 1999-06-28 | 1000 | 54.2 | 46 | BONUS | 1 MW | 510 | Haderslev | LAND | Kastvrå | 9 | 520872.82 | 6128359.51 | SDFE2018 | 200286 | BONUS 1 MW | Bonus.B54.1000
570715000000050985 | 1999-05-26 | 1000 | 54.2 | 46 | BONUS | 1 MW | 510 | Haderslev | LAND | Kastvrå | 6 | 520063.74 | 6128113.51 | SDFE2018 | 200287 | BONUS 1 MW | Bonus.B54.1000
570715000000050992 | 1999-05-26 | 1000 | 54.2 | 46 | BONUS | 1 MW | 510 | Haderslev | LAND | Kastvrå | 117 | 521472.26 | 6128319.66 | SDFE2018 | 200288 | BONUS 1 MW | Bonus.B54.1000
570715000000032059 | 2000-03-15 | 1000 | 60 | 50 | NEG Micon | NM 1000/60 | 530 | Billund | LAND | Nollund by | 8b | 492449.73 | 6181770.9 | SDFE2018 | 140097 | NEG Micon NM 1000/60 | NEG.Micon.NM60.1000
570715000000032066 | 2000-03-15 | 1000 | 60 | 50 | NEG Micon | NM 1000/60 | 530 | Billund | LAND | Nollund by | 1v | 492260.36 | 6181878.49 | SDFE2018 | 140098 | NEG Micon NM 1000/60 | NEG.Micon.NM60.1000
570715000000032073 | 2000-03-15 | 1000 | 60 | 50 | NEG Micon | NM 1000/60 | 530 | Billund | LAND | Nollund by | 1x | 492069.27 | 6181984.38 | SDFE2018 | 140099 | NEG Micon NM 1000/60 | NEG.Micon.NM60.1000
570715000000032080 | 2000-03-15 | 1000 | 60 | 50 | NEG Micon | NM 1000/60 | 530 | Billund | LAND | Nollund by | 7i | 491883.59 | 6182094 | SDFE2018 | 140100 | NEG Micon NM 1000/60 | NEG.Micon.NM60.1000
570715000000032097 | 2000-04-10 | 1000 | 60 | 50 | NEG Micon | NM 1000/60 | 530 | Billund | LAND | Trøllund by | 3a | 501296.85 | 6171774.27 | SDFE2018 | 140102 | NEG Micon NM 1000/60 | NEG.Micon.NM60.1000
570715000000032103 | 2000-04-10 | 1000 | 60 | 50 | NEG Micon | NM 1000/60 | 530 | Billund | LAND | Trøllund by | 3ø | 501485.6 | 6171723.68 | SDFE2018 | 140103 | NEG Micon NM 1000/60 | NEG.Micon.NM60.1000
570715000000032110 | 2000-04-10 | 1000 | 60 | 50 | NEG Micon | NM 1000/60 | 530 | Billund | LAND | Trøllund by | 3l | 501674.43 | 6171673.17 | SDFE2018 | 140104 | NEG Micon NM 1000/60 | NEG.Micon.NM60.1000
570715000000032127 | 2000-04-10 | 1000 | 60 | 50 | NEG Micon | NM 1000/60 | 530 | Billund | LAND | Trøllund by | 3c | 501862.63 | 6171622.55 | SDFE2018 | 140105 | NEG Micon NM 1000/60 | NEG.Micon.NM60.1000
570715000000049675 | 2000-06-22 | 1000 | 54.2 | 45 | BONUS | 1 MW | 540 | Sønderborg | LAND | Skelde Ejerlav | 7 | 547404.86 | 6076972.78 | SDFE2018 | 200124 | BONUS 1 MW | Bonus.B54.1000
570715000000049682 | 2000-06-27 | 1000 | 54.2 | 45 | BONUS | 1 MW | 540 | Sønderborg | LAND | Skelde Ejerlav | 7 | 547561.09 | 6077101.57 | SDFE2018 | 200125 | BONUS 1 MW | Bonus.B54.1000
570715000000047909 | 1999-03-25 | 1000 | 54.2 | 45 | BONUS | IMW | 550 | Tønder | LAND | Nr. Løgum | 78 | 498570.2 | 6106551.09 | SDFE2018 | 90539 | BONUS IMW | Bonus.B54.1000
570715000000034046 | 1996-05-14 | 1000 | 0.1 | 0.1 | Ukendt | Ukendt | 575 | Vejen | LAND | Tvile By | 3k | 492030.44 | 6154443.8 | SDFE2018 | 59971 | Ukendt Ukendt | 0
570715000000035074 | 1998-12-21 | 1000 | 0.1 | 0.1 | NEG Micon | NM 1000/54 | 575 | Vejen | LAND | Tvile By | 3k | 492202.86 | 6154651.47 | Stamdata | 61862 | NEG Micon NM 1000/54 | NEG.Micon.NM60.1000
570715000000048029 | 1999-05-10 | 1000 | 54 | 45 | BONUS | 1 MW | 575 | Vejen | LAND | Mejlby | 12 | 495682.02 | 6138661.55 | Stamdata | 90627 | BONUS 1 MW | Bonus.B54.1000
570715000000051111 | 2000-02-20 | 1000 | 54.2 | 45 | BONUS | 1 MW | 580 | Aabenraa | LAND | Svejrup | 2 | 535568.32 | 6093307.45 | SDFE2018 | 200302 | BONUS 1 MW | Bonus.B54.1000
570715000000024511 | 2000-11-10 | 1000 | 54 | 50 | BONUS | 1 MW | 621 | Kolding | LAND | Vonsild by | 15a | 531547.39 | 6142864.56 | SDFE2018 | 203870 | BONUS 1 MW | Bonus.B54.1000
570715000000024528 | 2000-11-10 | 1000 | 54 | 50 | BONUS | 1 MW | 621 | Kolding | LAND | Vonsild by | 15a | 532002.84 | 6142269.11 | SDFE2018 | 203871 | BONUS 1 MW | Bonus.B54.1000
570715000000024535 | 2000-11-10 | 1000 | 54 | 50 | BONUS | 1 MW | 621 | Kolding | LAND | Vonsild by | 15a | 531775.26 | 6142566.47 | SDFE2018 | 203872 | BONUS 1 MW | Bonus.B54.1000
570715000000039102 | 2000-02-29 | 1000 | 54.2 | 47.8 | BONUS | 1 MW | 657 | Herning | LAND | Vognstrup By, Vinding | 6a | 477252.33 | 6232269.22 | SDFE2018 | 40153303 | BONUS 1 MW | Bonus.B54.1000
570715000000039119 | 2000-02-29 | 1000 | 54.2 | 47.8 | BONUS | 1 MW | 657 | Herning | LAND | Vognstrup By, Vinding | 6a | 477153.52 | 6232503.58 | SDFE2018 | 40153303 | BONUS 1 MW | Bonus.B54.1000
570715000000039126 | 2000-02-29 | 1000 | 54.2 | 47.8 | BONUS | 1 MW | 657 | Herning | LAND | Vognstrup By, Vinding | 6a | 477055.95 | 6232736.57 | SDFE2018 | 40153303 | BONUS 1 MW | Bonus.B54.1000
570715000000039133 | 2000-02-29 | 1000 | 54.2 | 47.8 | BONUS | 1 MW | 657 | Herning | LAND | Klejnstrup, Vinding | 2a | 476957.88 | 6232971.44 | SDFE2018 | 40153303 | BONUS 1 MW | Bonus.B54.1000
570715000000042256 | 2000-07-25 | 1000 | 54.2 | 47.9 | BONUS | 1 MW - 690 V | 657 | Herning | LAND | Heden Timring | 13y | 479302.66 | 6222963.92 | SDFE2018 | 8506851 | BONUS 1 MW - 690 V | Bonus.B54.1000
570715000000042263 | 2000-07-20 | 1000 | 54.2 | 47.9 | BONUS | 1 MW - 690 V | 657 | Herning | LAND | Heden Timring | 10e | 479803.72 | 6222997.09 | SDFE2018 | 8506851 | BONUS 1 MW - 690 V | Bonus.B54.1000
570715000000042270 | 2000-07-20 | 1000 | 54.2 | 47.9 | BONUS | 1 MW - 690 V | 657 | Herning | LAND | Heden Timring | 10e | 479553.47 | 6222980.65 | SDFE2018 | 8506851 | BONUS 1 MW - 690 V | Bonus.B54.1000
570715000000043666 | 1999-11-25 | 1000 | 54.2 | 47.8 | BONUS | 1 MW | 657 | Herning | LAND | Heden, Timring | 4an | 481064.6 | 6224985.41 | SDFE2018 | 7142265 | BONUS 1 MW | Bonus.B54.1000
570715000000043673 | 1999-11-25 | 1000 | 54.2 | 47.8 | BONUS | 1 MW | 657 | Herning | LAND | Heden, Timring | 1cv | 481178.95 | 6224839.26 | SDFE2018 | 7142267 | BONUS 1 MW | Bonus.B54.1000
570715000000043680 | 1999-11-25 | 1000 | 54 | 48 | BONUS | 1 MW - 690 V | 657 | Herning | LAND | Heden Timring | 4al | 481292.82 | 6224693.27 | SDFE2018 | 7142269 | BONUS 1 MW - 690 V | Bonus.B54.1000
570715000000043710 | 1999-12-23 | 1000 | 54 | 47.9 | BONUS | 1 MW | 657 | Herning | LAND | Varhede By, Aulum | 2a | 488242.64 | 6238801.89 | SDFE2018 | 7142451 | BONUS 1 MW | Bonus.B54.1000
570715000000043727 | 1999-12-23 | 1000 | 54 | 47.9 | BONUS | 1 MW | 657 | Herning | LAND | Varhede By, Aulum | 2a | 488311.19 | 6239091.44 | SDFE2018 | 7142453 | BONUS 1 MW | Bonus.B54.1000
570715000000043734 | 2000-03-06 | 1000 | 54 | 48 | BONUS | 1 MW | 657 | Herning | LAND | Varhede By, Aulum | 2g | 488378.81 | 6239381.97 | SDFE2018 | 7142455 | BONUS 1 MW | Bonus.B54.1000
570715000000043758 | 2000-06-30 | 1000 | 54.2 | 47.8 | BONUS | 1 MW | 657 | Herning | LAND | Jersild By, Aulum | 3q | 484458.52 | 6235260.43 | SDFE2018 | 7142913 | BONUS 1 MW | Bonus.B54.1000
570715000000043765 | 2000-06-30 | 1000 | 54.2 | 47.8 | BONUS | 1 MW | 657 | Herning | LAND | Jersild By, Aulum | 3c | 484448.03 | 6235510.31 | SDFE2018 | 7142915 | BONUS 1 MW | Bonus.B54.1000
570715000000044687 | 1998-09-10 | 1000 | 54 | 60 | BONUS | 1 MW | 657 | Herning | LAND | Skjerk By, Aulum | 10i | 490823.05 | 6236313.36 | SDFE2018 | 7141419 | BONUS 1 MW | Bonus.B54.1000
570715000000044694 | 1998-08-15 | 1000 | 54.2 | 60 | BONUS | 1 MW | 657 | Herning | LAND | Skjerk By, Aulum | 10c | 490889.44 | 6236070.17 | SDFE2018 | 7141420 | BONUS 1 MW | Bonus.B54.1000
570715000000044700 | 1998-08-15 | 1000 | 54 | 60 | BONUS | 1 MW | 657 | Herning | LAND | Skjerk By, Aulum | 12e | 490956.17 | 6235827.63 | SDFE2018 | 7141421 | BONUS 1 MW | Bonus.B54.1000
570715000000044717 | 1998-10-02 | 1000 | 75 | 48 | BONUS | 1 MW | 657 | Herning | LAND | Rødding By, Vildbjerg | 2u | 482831.97 | 6227867.13 | SDFE2018 | 7141553 | BONUS 1 MW | Bonus.B54.1000
570715000000044724 | 1998-10-02 | 1000 | 75 | 48 | BONUS | 1 MW | 657 | Herning | LAND | Rødding By, Vildbjerg | 2u | 482845.1 | 6228117.97 | SDFE2018 | 7141554 | BONUS 1 MW | Bonus.B54.1000
570715000000044731 | 1998-10-02 | 1000 | 54.2 | 48 | BONUS | 1 MW | 657 | Herning | LAND | Rødding By, Vildbjerg | 2u | 482863.96 | 6228366.14 | SDFE2018 | 7141555 | BONUS 1 MW | Bonus.B54.1000
570715000000044892 | 1999-11-25 | 1000 | 48 | 48 | BONUS | 1 MW | 657 | Herning | LAND | Heden, Timring | 6a | 480950.41 | 6225131.57 | SDFE2018 | 7142263 | BONUS 1 MW | Bonus.B54.1000
570715000000018534 | 2000-10-14 | 1000 | 0.1 | 0.1 | NEG Micon | NM 60/1000 | 661 | Holstebro | LAND | Sønderhede, Sevel | 40c | 492014.75 | 6252938.89 | SDFE2018 | 2050323 | NEG Micon NM 60/1000 | NEG.Micon.NM60.1000
570715000000018541 | 2000-10-01 | 1000 | 60 | 45 | NEG Micon | NM 60/1000 | 661 | Holstebro | LAND | Sønderhede, Sevel | 55h | 491848.59 | 6253098.91 | SDFE2018 | 2050324 | NEG Micon NM 60/1000 | NEG.Micon.NM60.1000
570715000000018558 | 2000-10-01 | 1000 | 0.1 | 0.1 | NEG Micon | NM 60/1000 | 661 | Holstebro | LAND | Sønderhede, Sevel | 67g | 491678.75 | 6253259.28 | SDFE2018 | 2050325 | NEG Micon NM 60/1000 | NEG.Micon.NM60.1000
570715000000018565 | 2000-10-01 | 1000 | 0.1 | 0.1 | NEG Micon | NM 60/1000 | 661 | Holstebro | LAND | Sønderhede, Sevel | 65a | 491510.21 | 6253419.03 | SDFE2018 | 2050326 | NEG Micon NM 60/1000 | NEG.Micon.NM60.1000
570715000000039034 | 2000-03-03 | 1000 | 54.2 | 47.8 | BONUS | 1 MW | 661 | Holstebro | LAND | Den nordvestlige Del, Mejrup | 22b | 478946.62 | 6249131.24 | SDFE2018 | 40147297 | BONUS 1 MW | Bonus.B54.1000
570715000000039089 | 2000-03-03 | 1000 | 54.2 | 47.8 | BONUS | 1 MW | 661 | Holstebro | LAND | Den nordvestlige Del, Mejrup | 10a | 479073.96 | 6248470.58 | SDFE2018 | 40152302 | BONUS 1 MW | Bonus.B54.1000
570715000000039157 | 1999-12-08 | 1000 | 54.2 | 47.8 | BONUS | 1 MW | 661 | Holstebro | LAND | Den mellemste Del, Borbjerg | 22a | 485394.42 | 6249032.11 | SDFE2018 | 40196288 | BONUS 1 MW | Bonus.B54.1000
570715000000039164 | 1999-12-08 | 1000 | 54.2 | 47.8 | BONUS | 1 MW | 661 | Holstebro | LAND | Den mellemste Del, Borbjerg | 31m | 485575.76 | 6248880.17 | SDFE2018 | 40197288 | BONUS 1 MW | Bonus.B54.1000
570715000000039331 | 2000-05-16 | 1000 | 54.2 | 47.8 | BONUS | 1 MW | 661 | Holstebro | LAND | Den mellemste Del, Idom | 3f | 469794.53 | 6243026.53 | SDFE2018 | 40160323 | BONUS 1 MW | Bonus.B54.1000
570715000000039348 | 2000-05-16 | 1000 | 54.2 | 47.8 | BONUS | 1 MW | 661 | Holstebro | LAND | Den mellemste Del, Idom | 15p | 469636.32 | 6243152.23 | SDFE2018 | 40161324 | BONUS 1 MW | Bonus.B54.1000
570715000000039355 | 2000-05-30 | 1000 | 54.2 | 47.8 | BONUS | 1 MW | 661 | Holstebro | LAND | Kærgårdene, Navr | 1s | 470267.59 | 6252915.6 | SDFE2018 | 40162325 | BONUS 1 MW | Bonus.B54.1000
570715000000039232 | 2000-05-09 | 1000 | 54.2 | 47.8 | BONUS | 1 MW | 671 | Struer | LAND | Fousing By, Fousing | 8e | 468414.76 | 6256547.49 | SDFE2018 | 40157310 | BONUS 1 MW | Bonus.B54.1000
570715000000039249 | 2000-05-09 | 1000 | 54.2 | 47.8 | BONUS | 1 MW | 671 | Struer | LAND | Fousing By, Fousing | 16h | 468220.8 | 6256351.7 | SDFE2018 | 40157310 | BONUS 1 MW | Bonus.B54.1000
570715000000039256 | 2000-05-09 | 1000 | 54.2 | 47.8 | BONUS | 1 MW | 671 | Struer | LAND | Fousing By, Fousing | 16g | 468026.75 | 6256155.08 | SDFE2018 | 40157310 | BONUS 1 MW | Bonus.B54.1000
570715000000039263 | 2000-05-09 | 1000 | 54.2 | 47.8 | BONUS | 1 MW | 671 | Struer | LAND | Fousing By, Fousing | 7t | 467833.16 | 6255959.89 | SDFE2018 | 40157310 | BONUS 1 MW | Bonus.B54.1000
570715000000039270 | 2000-05-09 | 1000 | 54.2 | 47.8 | BONUS | 1 MW | 671 | Struer | LAND | Fousing By, Fousing | 26a | 468644.08 | 6255804.36 | SDFE2018 | 40157310 | BONUS 1 MW | Bonus.B54.1000
570715000000039287 | 2000-05-09 | 1000 | 54.2 | 47.8 | BONUS | 1 MW | 671 | Struer | LAND | Fousing By, Fousing | 8h | 468373.71 | 6255855.76 | SDFE2018 | 40157310 | BONUS 1 MW | Bonus.B54.1000
570715000000039294 | 2000-05-09 | 1000 | 54.2 | 47.8 | BONUS | 1 MW | 671 | Struer | LAND | Fousing By, Fousing | 16e | 468099.95 | 6255908.1 | SDFE2018 | 40157310 | BONUS 1 MW | Bonus.B54.1000
570715000000039300 | 2000-05-09 | 1000 | 54.2 | 47.8 | BONUS | 1 MW | 671 | Struer | LAND | Fousing By, Fousing | 8g | 468529.03 | 6256175.86 | SDFE2018 | 40157310 | BONUS 1 MW | Bonus.B54.1000
570715000000039362 | 2000-05-30 | 1000 | 54.2 | 47.8 | BONUS | 1 MW | 671 | Struer | LAND | Østerby, Asp | 17c | 470104.2 | 6253102.06 | SDFE2018 | 40163326 | BONUS 1 MW | Bonus.B54.1000
570715000000039379 | 2000-05-30 | 1000 | 54.2 | 47.8 | BONUS | 1 MW | 671 | Struer | LAND | Østerby, Asp | 5a | 469942.69 | 6253287.98 | SDFE2018 | 40164327 | BONUS 1 MW | Bonus.B54.1000
570715000000039386 | 2000-05-30 | 1000 | 54.2 | 47.8 | BONUS | 1 MW | 671 | Struer | LAND | Østerby, Asp | 17c | 469779.16 | 6253476.18 | SDFE2018 | 40165328 | BONUS 1 MW | Bonus.B54.1000
570715000000021718 | 2000-08-11 | 1000 | 54 | 50 | BONUS | 1000 kW | 741 | Samsø | LAND | Permelille by,Kolby | 5a | 599007.9 | 6184933.8 | SDFE2018 | 2012141 | BONUS 1000 kW | Bonus.B54.1000
570715000000021725 | 2000-08-11 | 1000 | 54 | 50 | BONUS | 1000 kW | 741 | Samsø | LAND | Permelille by,Kolby | 5a | 598986.32 | 6184709.4 | SDFE2018 | 2012142 | BONUS 1000 kW | Bonus.B54.1000
570715000000021732 | 2000-08-11 | 1000 | 54 | 50 | BONUS | 1000 kW | 741 | Samsø | LAND | Krogsgårde, Kolby | 2a | 598965 | 6184485.48 | SDFE2018 | 2012143 | BONUS 1000 kW | Bonus.B54.1000
570715000000021756 | 2000-08-11 | 1000 | 54 | 50 | BONUS | 1000 kW | 741 | Samsø | LAND | Brundby by, Tranebjerg | 12a | 601164.19 | 6185790.17 | SDFE2018 | 2012151 | BONUS 1000 kW | Bonus.B54.1000
570715000000021763 | 2000-08-11 | 1000 | 54 | 50 | BONUS | 1000 kW | 741 | Samsø | LAND | Brundby by, Tranebjerg | 7ag | 601229.06 | 6185476.67 | SDFE2018 | 2012152 | BONUS 1000 kW | Bonus.B54.1000
570715000000021770 | 2000-08-11 | 1000 | 54 | 50 | BONUS | 1000 kW | 741 | Samsø | LAND | Brundby by, Tranebjerg | 25h | 601294.07 | 6185172.24 | SDFE2018 | 2012153 | BONUS 1000 kW | Bonus.B54.1000
570715000000021787 | 2000-08-11 | 1000 | 54 | 50 | BONUS | 1000 kW | 741 | Samsø | LAND | Ørby by,Tranebjerg | 1b | 601361.9 | 6184843.03 | SDFE2018 | 2012154 | BONUS 1000 kW | Bonus.B54.1000
570715000000021794 | 2000-08-11 | 1000 | 54 | 50 | BONUS | 1000 kW | 741 | Samsø | LAND | Ørby by,Tranebjerg | 4f | 601426.17 | 6184537.75 | SDFE2018 | 2012155 | BONUS 1000 kW | Bonus.B54.1000
570715000000023002 | 2000-02-15 | 1000 | 54 | 50 | BONUS | 1000 kW | 741 | Samsø | LAND | Tannerup by, Onsbjerg | 4i | 596327.52 | 6189953.4 | SDFE2018 | 2012111 | BONUS 1000 kW | Bonus.B54.1000
570715000000023019 | 2000-02-15 | 1000 | 54 | 50 | BONUS | 1000 kW | 741 | Samsø | LAND | Tannerup by, Onsbjerg | 4i | 596269.14 | 6189710.75 | SDFE2018 | 2012112 | BONUS 1000 kW | Bonus.B54.1000
570715000000023026 | 2000-02-15 | 1000 | 54 | 50 | BONUS | 1000 kW | 741 | Samsø | LAND | Tannerup by, Onsbjerg | 1a | 596209.39 | 6189460.01 | SDFE2018 | 2012113 | BONUS 1000 kW | Bonus.B54.1000
570715000000058776 | 2002-12-23 | 1000 | 54.2 | 50 | BONUS | 1 MW | 756 | Ikast-Brande | LAND | Borup by, Brande | 50 | 507830.13 | 6201228.07 | SDFE2018 | 16103 | BONUS 1 MW | Bonus.B54.1000
570715000000025259 | 2000-07-01 | 1000 | 54.2 | 50 | BONUS | 1 MW - 690 V | 766 | Hedensted | LAND | Vrigsted By, Vrigsted | 13c | 553938.33 | 6176285.67 | SDFE2018 | 300231 | BONUS 1 MW - 690 V | Bonus.B54.1000
570715000000025266 | 2000-07-01 | 1000 | 54.2 | 50 | BONUS | 1 MW - 690 V | 766 | Hedensted | LAND | Vrigsted By, Vrigsted | 5x | 553959.88 | 6176498.76 | SDFE2018 | 300241 | BONUS 1 MW - 690 V | Bonus.B54.1000
570715000000025273 | 2000-07-01 | 1000 | 54.2 | 50 | BONUS | 1 MW - 690 V | 766 | Hedensted | LAND | Vrigsted By, Vrigsted | 5x | 553982.74 | 6176714.41 | SDFE2018 | 300251 | BONUS 1 MW - 690 V | Bonus.B54.1000
570715000000058653 | 2002-09-13 | 1000 | 54.2 | 50 | BONUS | 1 MW - 690 V | 766 | Hedensted | LAND | Nr. Aldum by, Stenderup | 6a | 548567.26 | 6181933.28 | SDFE2018 | 300301 | BONUS 1 MW - 690 V | Bonus.B54.1000
570715000000028519 | 1999-07-14 | 1000 | 54 | 50 | BONUS | 1 MW | 773 | Morsø | LAND | Blidstrup | 1d | 482058.79 | 6284880.29 | SDFE2018 | 223723 | BONUS 1 MW | Bonus.B54.1000
570715000000028526 | 1999-07-14 | 1000 | 54 | 50 | BONUS | 1 MW | 773 | Morsø | LAND | Blidstrup | 1b | 482135.91 | 6285246.94 | SDFE2018 | 223724 | BONUS 1 MW | Bonus.B54.1000
570715000000028533 | 1999-07-07 | 1000 | 54 | 45 | BONUS | 1 MW | 773 | Morsø | LAND | Ljørslev | 1ø | 485417.18 | 6289794.14 | SDFE2018 | 223725 | BONUS 1 MW | Bonus.B54.1000
570715000000028540 | 1999-07-07 | 1000 | 54 | 45 | BONUS | 1 MW | 773 | Morsø | LAND | Ljørslev | 1c | 485423.81 | 6289584 | SDFE2018 | 223726 | BONUS 1 MW | Bonus.B54.1000
570715000000028632 | 1999-12-01 | 1000 | 54 | 45 | BONUS | 1 MW | 773 | Morsø | LAND | Ljørslev | 1ab | 485399.95 | 6290214.95 | SDFE2018 | 223840 | BONUS 1 MW | Bonus.B54.1000
570715000000028649 | 1999-12-01 | 1000 | 54 | 45 | BONUS | 1 MW | 773 | Morsø | LAND | Ljørslev | 1aa | 485410.16 | 6290003.86 | SDFE2018 | 223841 | BONUS 1 MW | Bonus.B54.1000
570715000000028656 | 2000-01-18 | 1000 | 54 | 45 | BONUS | 1 MW | 773 | Morsø | LAND | Blidstrup | 1c | 482096.29 | 6285063.72 | SDFE2018 | 223852 | BONUS 1 MW | Bonus.B54.1000
570715000000028663 | 2000-02-12 | 1000 | 54 | 50 | BONUS | 1 MW | 773 | Morsø | LAND | Ørding | 1m | 484279.73 | 6286557.17 | SDFE2018 | 223857 | BONUS 1 MW | Bonus.B54.1000
570715000000028670 | 2000-02-12 | 1000 | 54 | 50 | BONUS | 1 MW | 773 | Morsø | LAND | Ørding | 1ak | 484429.95 | 6286798.06 | SDFE2018 | 223858 | BONUS 1 MW | Bonus.B54.1000
570715000000028687 | 2000-02-12 | 1000 | 54 | 50 | BONUS | 1 MW | 773 | Morsø | LAND | Ørding | 5a | 484579.62 | 6287037.76 | SDFE2018 | 223859 | BONUS 1 MW | Bonus.B54.1000
570715000000028694 | 2000-01-27 | 1000 | 54 | 50 | BONUS | 1 MW | 773 | Morsø | LAND | Blidstrup | 1a | 482212.32 | 6285614.54 | SDFE2018 | 223860 | BONUS 1 MW | Bonus.B54.1000
570715000000028700 | 2000-01-27 | 1000 | 54 | 50 | BONUS | 1 MW | 773 | Morsø | LAND | Blidstrup | 1a | 482174.22 | 6285430.59 | SDFE2018 | 223861 | BONUS 1 MW | Bonus.B54.1000
570715000000028717 | 2000-03-13 | 1000 | 54.2 | 50 | BONUS | 1 MW | 773 | Morsø | LAND | Sdr. Dråby | 12a | 489980.74 | 6305670.14 | SDFE2018 | 223889 | BONUS 1 MW | Bonus.B54.1000
570715000000028724 | 2000-03-13 | 1000 | 54.2 | 50 | BONUS | 1 MW | 773 | Morsø | LAND | Sdr. Dråby | 13a | 490080.67 | 6305821.22 | SDFE2018 | 223890 | BONUS 1 MW | Bonus.B54.1000
570715000000028731 | 2000-03-13 | 1000 | 54.2 | 50 | BONUS | 1 MW | 773 | Morsø | LAND | Sdr. Dråby | 13h | 490181.29 | 6305971.32 | SDFE2018 | 223891 | BONUS 1 MW | Bonus.B54.1000
570715000000028748 | 2000-04-25 | 1000 | 54 | 50 | BONUS | 1 MW | 773 | Morsø | LAND | Ørding | 9c | 483464.6 | 6284480.49 | SDFE2018 | 223892 | BONUS 1 MW | Bonus.B54.1000
570715000000028755 | 2000-04-25 | 1000 | 54 | 50 | BONUS | 1 MW | 773 | Morsø | LAND | Ørding | 14g | 483438.85 | 6284688.36 | SDFE2018 | 223893 | BONUS 1 MW | Bonus.B54.1000
570715000000058950 | 2002-10-17 | 1000 | 54.2 | 50 | BONUS | 1 MW - 690 V | 773 | Morsø | LAND | Sindbjerg By | 6a | 480427.19 | 6288083.18 | SDFE2018 | 224138 | BONUS 1 MW - 690 V | Bonus.B54.1000
570715000000058967 | 2002-10-17 | 1000 | 54.2 | 50 | BONUS | 1 MW - 690 V | 773 | Morsø | LAND | Sindbjerghovedgårds indmark | 1a | 480396.95 | 6287915.97 | SDFE2018 | 224136 | BONUS 1 MW - 690 V | Bonus.B54.1000
570715000000018176 | 1997-11-26 | 1000 | 54 | 45 | BONUS | 1 MW | 779 | Skive | LAND | Brøndum | 4k | 494121.12 | 6272563.11 | SDFE2018 | 2050286 | BONUS 1 MW | Bonus.B54.1000
570715000000018213 | 1998-03-23 | 1000 | 54 | 45 | BONUS | 1 MW | 779 | Skive | LAND | Brøndum | 4l | 494131.94 | 6272395.75 | SDFE2018 | 2050288 | BONUS 1 MW | Bonus.B54.1000
570715000000018282 | 1998-03-23 | 1000 | 54 | 45 | BONUS | 1 MW | 779 | Skive | LAND | Brøndum | 3a | 494447.86 | 6272280.44 | SDFE2018 | 2050295 | BONUS 1 MW | Bonus.B54.1000
570715000000018299 | 1998-03-23 | 1000 | 54 | 45 | BONUS | 1 MW | 779 | Skive | LAND | Brøndum | 3a | 494439.67 | 6272449.73 | SDFE2018 | 2050296 | BONUS 1 MW | Bonus.B54.1000
570715000000018305 | 1998-06-15 | 1000 | 54 | 45 | BONUS | 1 MW | 779 | Skive | LAND | Brøndum | 4a | 494142.8 | 6272228.69 | SDFE2018 | 2050297 | BONUS 1 MW | Bonus.B54.1000
570715000000018312 | 1998-03-23 | 1000 | 54 | 45 | BONUS | 1 MW | 779 | Skive | LAND | Brøndum | 3a | 494429.59 | 6272617.43 | SDFE2018 | 2050298 | BONUS 1 MW | Bonus.B54.1000
570715000000059292 | 2002-12-19 | 1000 | 54.2 | 50 | BONUS | 1 MW | 787 | Thisted | LAND | Ørum by, Ørum | 1c | 460128.52 | 6298359.86 | SDFE2018 | 160392 | BONUS 1 MW | Bonus.B54.1000
570715000000059315 | 2002-12-19 | 1000 | 54.2 | 50 | BONUS | 1 MW | 787 | Thisted | LAND | Ørum by, Ørum | 27a | 460047.65 | 6298179.72 | SDFE2018 | 160396 | BONUS 1 MW | Bonus.B54.1000
570715000000064036 | 2002-12-19 | 1000 | 54.2 | 50 | BONUS | 1 MW | 787 | Thisted | LAND | Ørum by, Ørum | 27a | 460210.01 | 6298539.75 | SDFE2018 | 160398 | BONUS 1 MW | Bonus.B54.1000
570715000000013881 | 1999-10-19 | 1000 | 54.2 | 50 | BONUS | 1 MW - 690 V | 791 | Viborg | LAND | Lee by | 14a | 541094.95 | 6254225.94 | SDFE2018 | 3123091 | BONUS 1 MW - 690 V | Bonus.B54.1000
570715000000013898 | 1999-10-19 | 1000 | 54.2 | 50 | BONUS | 1 MW | 791 | Viborg | LAND | Lee by | 11a | 541379.12 | 6254293.69 | SDFE2018 | 3123092 | BONUS 1 MW | Bonus.B54.1000
570715000000013904 | 1999-10-19 | 1000 | 54.2 | 50 | BONUS | 1 MW | 791 | Viborg | LAND | Lee by | 11a | 541663.31 | 6254361.24 | SDFE2018 | 3123093 | BONUS 1 MW | Bonus.B54.1000
570715000000013911 | 2000-05-22 | 1000 | 54.2 | 50 | BONUS | 1 MW | 791 | Viborg | LAND | Vindum Overgård Hdg, Vindum | 1a | 536348.59 | 6248302.54 | SDFE2018 | 3123114 | BONUS 1 MW | Bonus.B54.1000
570715000000013928 | 2000-05-22 | 1000 | 54.2 | 50 | BONUS | 1 MW | 791 | Viborg | LAND | Vindum Overgård Hdg, Vindum | 1x | 536323.67 | 6248526.41 | SDFE2018 | 3123115 | BONUS 1 MW | Bonus.B54.1000
570715000000013935 | 2000-05-22 | 1000 | 54.2 | 50 | BONUS | 1 MW | 791 | Viborg | LAND | Vindum Overgård Hdg, Vindum | 1y | 536301.98 | 6248747.73 | SDFE2018 | 3123116 | BONUS 1 MW | Bonus.B54.1000
570715000000013942 | 2000-05-22 | 1000 | 54.2 | 50 | BONUS | 1 MW | 791 | Viborg | LAND | Vindum Overgård Hdg, Vindum | 1z | 536278.07 | 6248970.69 | SDFE2018 | 3123117 | BONUS 1 MW | Bonus.B54.1000
570715000000013959 | 2000-05-22 | 1000 | 54.2 | 50 | BONUS | 1 MW | 791 | Viborg | LAND | Vindum Overgård Hdg, Vindum | 3r | 536254.98 | 6249193.52 | SDFE2018 | 3123118 | BONUS 1 MW | Bonus.B54.1000
570715000000015229 | 1999-02-18 | 1000 | 54 | 50 | BONUS | 1 MW | 791 | Viborg | LAND | Frederiks by | 1av | 512667.61 | 6242490.39 | SDFE2018 | 3097664 | BONUS 1 MW | Bonus.B54.1000
570715000000015236 | 1999-02-05 | 1000 | 54 | 50 | BONUS | 1 MW | 791 | Viborg | LAND | Frederiks by | 1av | 512746.41 | 6242305.84 | SDFE2018 | 3097665 | BONUS 1 MW | Bonus.B54.1000
570715000000010408 | 2000-06-30 | 1000 | 60 | 45 | NEG Micon | NM 1000/60 | 840 | Rebild | LAND | Tulstrup by | 1g | 541775.56 | 6287257.12 | SDFE2018 | 413 | NEG Micon NM 1000/60 | NEG.Micon.NM60.1000
570715000000010415 | 2000-06-30 | 1000 | 60 | 45 | NEG Micon | NM 1000/60 | 840 | Rebild | LAND | Kjemtrup by | 3x | 541762.71 | 6287441.38 | SDFE2018 | 414 | NEG Micon NM 1000/60 | NEG.Micon.NM60.1000
570715000000010422 | 2000-06-30 | 1000 | 60 | 45 | NEG Micon | NM 1000/60 | 840 | Rebild | LAND | Kjemtrup by | 3y | 541750.83 | 6287624.38 | SDFE2018 | 415 | NEG Micon NM 1000/60 | NEG.Micon.NM60.1000
570715000000010439 | 2000-06-30 | 1000 | 60 | 45 | NEG Micon | NM 1000/60 | 840 | Rebild | LAND | Kjemtrup by | 3a | 541737.54 | 6287808.18 | SDFE2018 | 416 | NEG Micon NM 1000/60 | NEG.Micon.NM60.1000
570715000000013508 | 1999-09-27 | 1000 | 54.2 | 45 | BONUS | 1 MW | 851 | Ålborg | LAND | Klitgaard, Ulsted | 1g | 579470.68 | 6329091.85 | SDFE2018 | 76000-01 | BONUS 1 MW | Bonus.B54.1000
570715000000013515 | 1999-09-27 | 1000 | 54.2 | 45 | BONUS | 1 MW | 851 | Ålborg | LAND | Klitgaard, Ulsted | 1d | 579122.45 | 6329247 | SDFE2018 | 76000-01 | BONUS 1 MW | Bonus.B54.1000
570715000000013522 | 1999-09-27 | 1000 | 54.2 | 45 | BONUS | 1 MW | 851 | Ålborg | LAND | Klitgaard, Ulsted | 1a | 578776.19 | 6329401.3 | SDFE2018 | 76000-01 | BONUS 1 MW | Bonus.B54.1000
570715000000013539 | 1999-09-27 | 1000 | 54.2 | 45 | BONUS | 1 MW | 851 | Ålborg | LAND | Klitgaard, Ulsted | 1q | 579431.29 | 6329470.75 | SDFE2018 | 76000-01 | BONUS 1 MW | Bonus.B54.1000
570715000000013546 | 1999-09-27 | 1000 | 54.2 | 45 | BONUS | 1 MW | 851 | Ålborg | LAND | Klitgaard, Ulsted | 1a | 579082.98 | 6329625.76 | SDFE2018 | 76000-01 | BONUS 1 MW | Bonus.B54.1000
570714700000013355 | 2000-10-18 | 900 | 52 | 49 | NEG Micon | NM 52/900 | 316 | Holbæk | LAND | Torbenfeldt Hgd., Frydendal | 1a | 658397.43 | 6169604.15 | SDFE2018 | 40022035 | NEG Micon NM 52/900 | NEG.Micon.NM52.900
570714700000013362 | 2000-10-18 | 900 | 52 | 49 | NEG Micon | NM 52/900 | 316 | Holbæk | LAND | Torbenfeldt Hgd., Frydendal | 1a | 658593.57 | 6169744.52 | SDFE2018 | 40022042 | NEG Micon NM 52/900 | NEG.Micon.NM52.900
570714700000013379 | 2000-10-18 | 900 | 52 | 49 | NEG Micon | NM 52/900 | 316 | Holbæk | LAND | Torbenfeldt Hgd., Frydendal | 1a | 658789.24 | 6169881.97 | SDFE2018 | 40022051 | NEG Micon NM 52/900 | NEG.Micon.NM52.900
570714700000106682 | 2003-12-16 | 900 | 52 | 44 | NEG Micon | NM 52/900 | 350 | Lejre | LAND | Kirke Hyllinge | 6ap | 682687.44 | 6178503.53 | SDFE2018 | 15319923 | NEG Micon NM 52/900 | NEG.Micon.NM52.900
570714700000106699 | 2003-12-16 | 900 | 52 | 44 | NEG Micon | NM 52/900 | 350 | Lejre | LAND | Kirke Hyllinge | 6ap | 682886.92 | 6178514.1 | SDFE2018 | 15319855 | NEG Micon NM 52/900 | NEG.Micon.NM52.900
570714700000106651 | 2003-12-22 | 900 | 52 | 49 | NEG Micon | NM 52/900 | 376 | Guldborgsund | LAND | Stavreby By, Skelby | 11c | 687218.27 | 6061270.18 | SDFE2018 | 2123015 | NEG Micon NM 52/900 | NEG.Micon.NM52.900
570714700000106668 | 2003-12-22 | 900 | 52 | 49 | NEG Micon | NM 52/900 | 376 | Guldborgsund | LAND | Stavreby By, Skelby | 11c | 687280.18 | 6061028.28 | SDFE2018 | 2123017 | NEG Micon NM 52/900 | NEG.Micon.NM52.900
570714700000106675 | 2003-12-22 | 900 | 52 | 49 | NEG Micon | NM 52/900 | 376 | Guldborgsund | LAND | Bruserup By, Væggerløse | 7l | 687342.14 | 6060786.18 | SDFE2018 | 2123019 | NEG Micon NM 52/900 | NEG.Micon.NM52.900
570714700000105456 | 2002-12-05 | 900 | 52 | 49 | NEG Micon | NM 52/900 | 400 | Bornholm | LAND | Bodilsker | 15a | 886442.88 | 6117707.47 | SDFE2018 | 60126-1 | NEG Micon NM 52/900 | NEG.Micon.NM52.900
570714700000105463 | 2002-12-05 | 900 | 52 | 49 | NEG Micon | NM 52/900 | 400 | Bornholm | LAND | Bodilsker | 14a | 886239.56 | 6117662.74 | SDFE2018 | 60126-2 | NEG Micon NM 52/900 | NEG.Micon.NM52.900
570714700000105470 | 2002-12-05 | 900 | 52 | 49 | NEG Micon | NM 52/900 | 400 | Bornholm | LAND | Bodilsker | 15a | 886036.75 | 6117618.47 | SDFE2018 | 60126-3 | NEG Micon NM 52/900 | NEG.Micon.NM52.900
570715000000060724 | 2002-12-23 | 900 | 52 | 49 | NEG Micon | NM 52/900 A | 430 | Faaborg-Midtfyn | LAND | Nr. Søby | 23f | 588473.81 | 6125118.39 | SDFE2018 | 127497 | NEG Micon NM 52/900 A | NEG.Micon.NM52.900
570715000000055133 | 2001-05-14 | 900 | 52 | 44 | NEG Micon | NM 52/900 | 461 | Odense | LAND | Brændekilde By | 5d | 579899.66 | 6135498.54 | SDFE2018 | 99251 | NEG Micon NM 52/900 | NEG.Micon.NM52.900
570715000000055317 | 2001-05-14 | 900 | 52 | 44 | NEG Micon | NM 52/900 | 461 | Odense | LAND | Brændekilde By, Brændekilde | 17ad | 580064.4 | 6135562.94 | SDFE2018 | 99650 | NEG Micon NM 52/900 | NEG.Micon.NM52.900
570715000000055324 | 2001-05-14 | 900 | 52 | 44 | NEG Micon | NM 52/900 | 461 | Odense | LAND | Brændekilde By, Brændekilde | 17ad | 579991.56 | 6135698.55 | SDFE2018 | 99651 | NEG Micon NM 52/900 | NEG.Micon.NM52.900
570715000000056741 | 2002-06-28 | 900 | 52 | 44 | NEG Micon | NM 52/900 | 461 | Odense | LAND | Volderslev Stenløse | 4c | 587713.13 | 6132619.71 | SDFE2018 | 112283 | NEG Micon NM 52/900 | NEG.Micon.NM52.900
570715000000056758 | 2002-06-28 | 900 | 52 | 44 | NEG Micon | NM 52/900 | 461 | Odense | LAND | Volderslev Stenløse | 4c | 587684 | 6132777.64 | SDFE2018 | 112284 | NEG Micon NM 52/900 | NEG.Micon.NM52.900
570715000000055041 | 2000-12-15 | 900 | 52 | 49 | NEG Micon | NM 52/900-200 | 479 | Svendborg | LAND | Ellerup By, Gudbjerg | 13a | 607434.02 | 6114605.11 | SDFE2018 | 99244 | NEG Micon NM 52/900-200 | NEG.Micon.NM52.900
570715000000055065 | 2000-12-21 | 900 | 52 | 49 | NEG Micon | NM 52/900 | 479 | Svendborg | LAND | Gudbjerg By, Gudbjerg | 8a | 605984.4 | 6112043.85 | SDFE2018 | 99245 | NEG Micon NM 52/900 | NEG.Micon.NM52.900
570715000000055072 | 2000-12-21 | 900 | 52 | 49 | NEG Micon | NM 52/900 | 479 | Svendborg | LAND | Gudbjerg By, Gudbjerg | 7a | 606149.44 | 6112137.78 | SDFE2018 | 99245 | NEG Micon NM 52/900 | NEG.Micon.NM52.900
570715000000055171 | 2000-12-11 | 900 | 52 | 49 | NEG Micon | NM 52/900 | 479 | Svendborg | LAND | Ellerup By, gudbjerg | 13a | 607452.11 | 6114427.07 | SDFE2018 | 99255 | NEG Micon NM 52/900 | NEG.Micon.NM52.900
570715000000055188 | 2000-12-11 | 900 | 47 | 50 | NEG Micon | NM 52/900 | 479 | Svendborg | LAND | Galdbjerg By, Galdbjerg | 9h | 607467.28 | 6114247.14 | SDFE2018 | 99256 | NEG Micon NM 52/900 | NEG.Micon.NM52.900
570715000000060564 | 2002-12-20 | 900 | 52 | 49 | NEG Micon | NM 52/900 | 479 | Svendborg | LAND | Klingstrup Hdg. Skårup | 1a | 607305.65 | 6107644.25 | SDFE2018 | 50742 | NEG Micon NM 52/900 | NEG.Micon.NM52.900
570715000000060571 | 2002-12-20 | 900 | 52 | 49 | NEG Micon | NM 52/900 | 479 | Svendborg | LAND | Klingstrup Hdg. Skårup | 1a | 607572.86 | 6107726.53 | SDFE2018 | 50743 | NEG Micon NM 52/900 | NEG.Micon.NM52.900
570715000000060588 | 2002-12-20 | 900 | 52 | 49 | NEG Micon | NM 52/900 | 479 | Svendborg | LAND | Klingstrup Hdg. Skårup | 1c | 607840.11 | 6107809.01 | SDFE2018 | 50744 | NEG Micon NM 52/900 | NEG.Micon.NM52.900
570715000000060625 | 2002-12-20 | 900 | 52 | 54 | NEG Micon | NM 52/900 | 479 | Svendborg | LAND | Løjtved Hovedgd. Stenstrup | 3a | 594422.16 | 6110946.09 | SDFE2018 | 50748 | NEG Micon NM 52/900 | NEG.Micon.NM52.900
570715000000060632 | 2002-12-20 | 900 | 52 | 54 | NEG Micon | NM 52/900 | 479 | Svendborg | LAND | Løjtved Hovedgd. Stenstrup | 3a | 594539.18 | 6110719.23 | SDFE2018 | 50749 | NEG Micon NM 52/900 | NEG.Micon.NM52.900
570715000000060649 | 2002-12-20 | 900 | 52 | 54 | NEG Micon | NM 52/900 | 479 | Svendborg | LAND | Løjtved Hovedgd. Stenstrup | 4 | 594284.99 | 6110730.01 | SDFE2018 | 50750 | NEG Micon NM 52/900 | NEG.Micon.NM52.900
570715000001589897 | 2017-12-20 | 900 | 61 | 46 | EWT B.V. | DW61-900kW | 479 | Svendborg | LAND | Skiftekær Vindmøllelaug IS vPeter Bundsgaard Rasmussen | 19a | 597836.56 | 6093430.59 | SDFE2018 | 803594 | EWT B.V. DW61-900kW | EWT.DirectWind.52.900
570715000001589927 | 2018-01-04 | 900 | 61 | 46 | EWT B.V. | DW61-900kW | 479 | Svendborg | LAND | Gårdejer Peter Bay Knudsen | 18d | 597830.05 | 6093580.12 | SDFE2018 | 35637 | EWT B.V. DW61-900kW | EWT.DirectWind.52.900
570715000000056000 | 2001-11-29 | 900 | 52.2 | 44 | NEG Micon | NM 52/900 | 482 | Langeland | LAND | Sønderbr Br. Magleby | 12a | 610747.24 | 6069248.73 | SDFE2018 | 23456119 | NEG Micon NM 52/900 | NEG.Micon.NM52.900
570715000000060472 | 2002-08-30 | 900 | 52 | 49 | NEG Micon | NM 900 | 482 | Langeland | LAND | Tryggelev By | 18a | 609622.92 | 6075528.99 | SDFE2018 | 14 864 307 | NEG Micon NM 900 | NEG.Micon.NM60.1000
570715000000060489 | 2002-12-06 | 900 | 52 | 49 | NEG Micon | NM 52 | 482 | Langeland | LAND | Svalebølle By Bøstrup | 4a | 622121.53 | 6101376.44 | SDFE2018 | 35348 010 | NEG Micon NM 52 | NEG.Micon.NM52.900
570715000000060496 | 2002-12-06 | 900 | 52 | 49 | NEG Micon | NM 52 | 482 | Langeland | LAND | Nedergård hgd.Bøstrup | 1a | 622252.26 | 6101838.83 | SDFE2018 | 35348006 | NEG Micon NM 52 | NEG.Micon.NM52.900
570715000000060502 | 2002-12-06 | 900 | 52 | 49 | NEG Micon | NM 52 | 482 | Langeland | LAND | Svalebølle By Bøstrup | 2d | 622186.53 | 6101607.63 | SDFE2018 | 35348008 | NEG Micon NM 52 | NEG.Micon.NM52.900
570715000000060533 | 2002-12-19 | 900 | 52 | 49 | NEG Micon | NM 52/900 | 482 | Langeland | LAND | Sønderbro By, Magleby | 7a | 609406.87 | 6068977.67 | SDFE2018 | 23820322 | NEG Micon NM 52/900 | NEG.Micon.NM52.900
570715000000060540 | 2002-12-23 | 900 | 52 | 49 | Ukendt | Ukendt | 482 | Langeland | LAND | Broløkke hgd. Magleby | 1e | 610975.65 | 6069726.38 | SDFE2018 | 21972108 | Ukendt Ukendt | 0
570715000000049644 | 2000-08-15 | 900 | 52 | 44 | NEG Micon | NM 52/900 44 | 510 | Haderslev | LAND | Anslet Fjelstrup | 249 | 538692.85 | 6132658.21 | SDFE2018 | 200121 | NEG Micon NM 52/900 44 | NEG.Micon.NM52.900
570715000000049651 | 2000-08-15 | 900 | 52 | 44 | NEG Micon | NM 52/900 44 | 510 | Haderslev | LAND | Fjelstrup | 5 | 538165.99 | 6132370.94 | SDFE2018 | 200122 | NEG Micon NM 52/900 44 | NEG.Micon.NM52.900
570715000000064197 | 2003-12-23 | 900 | 52 | 54 | NEG Micon | NM 52/900 | 550 | Tønder | LAND | Jejsing, Hostrup | 132 | 496213.51 | 6087908.13 | SDFE2018 | 44193364 | NEG Micon NM 52/900 | NEG.Micon.NM52.900
570715000000064203 | 2003-12-23 | 900 | 52 | 54 | NEG Micon | NM 52/900 | 550 | Tønder | LAND | Jejsing, Hostrup | 132 | 496449.59 | 6087923.37 | SDFE2018 | 44193365 | NEG Micon NM 52/900 | NEG.Micon.NM52.900
570715000000063619 | 2002-12-11 | 900 | 52 | 44 | NEG Micon | NM 52/900 | 573 | Varde | LAND | Biltoft By, Næsbjerg | 6e | 477888.15 | 6164330.85 | Stamdata | 344227010-1 | NEG Micon NM 52/900 | NEG.Micon.NM52.900
570715000000063626 | 2002-12-11 | 900 | 52 | 44 | NEG Micon | NM 52/900 | 573 | Varde | LAND | Biltoft By, Næsbjerg | 4o | 477889.74 | 6164565.09 | Stamdata | 344227010-2 | NEG Micon NM 52/900 | NEG.Micon.NM52.900
570715000000063633 | 2002-12-11 | 900 | 52 | 44 | NEG Micon | NM 52/900 | 573 | Varde | LAND | Biltoft By, Næsbjerg | 1ac | 477889.68 | 6164800.15 | SDFE2018 | 344227010-3 | NEG Micon NM 52/900 | NEG.Micon.NM52.900
570715000000063657 | 2002-12-16 | 900 | 52 | 44 | NEG Micon | NM 52/900 | 573 | Varde | LAND | Næsbjerg By, Næsbjerg | 4a | 477443.13 | 6162686.65 | Stamdata | 344227011-1 | NEG Micon NM 52/900 | NEG.Micon.NM52.900
570715000000063664 | 2002-12-16 | 900 | 52 | 44 | NEG Micon | NM 52/900 | 573 | Varde | LAND | Næsbjerg By, Næsbjerg | 4a | 477452.94 | 6162916.18 | Stamdata | 344227011-2 | NEG Micon NM 52/900 | NEG.Micon.NM52.900
570715000000063671 | 2002-12-16 | 900 | 52 | 44 | NEG Micon | NM 52/900 | 573 | Varde | LAND | Næsbjerg By, Næsbjerg | 4d | 477454.9 | 6163145.7 | Stamdata | 344227011-3 | NEG Micon NM 52/900 | NEG.Micon.NM52.900
570715000000063688 | 2002-12-16 | 900 | 52 | 44 | NEG Micon | NM 52/900 | 573 | Varde | LAND | Næsbjerg By, Næsbjerg | 2i | 477677.56 | 6162685.28 | Stamdata | 344227011-4 | NEG Micon NM 52/900 | NEG.Micon.NM52.900
570715000000063695 | 2002-12-16 | 900 | 52 | 44 | NEG Micon | NM 52/900 | 573 | Varde | LAND | Næsbjerg By, Næsbjerg | 4a | 477678.54 | 6162912.25 | Stamdata | 344227011-5 | NEG Micon NM 52/900 | NEG.Micon.NM52.900
570715000000063701 | 2002-12-16 | 900 | 52 | 44 | NEG Micon | NM 52/900 | 573 | Varde | LAND | Næsbjerg By, Næsbjerg | 4d | 477676.57 | 6163139.81 | Stamdata | 344227011-6 | NEG Micon NM 52/900 | NEG.Micon.NM52.900
570715000000035050 | 1999-03-24 | 900 | 52 | 49 | NEG Micon | NM 52/900 | 575 | Vejen | LAND | Tobøl By | 11b | 491649.76 | 6142773.29 | SDFE2018 | 61860 | NEG Micon NM 52/900 | NEG.Micon.NM52.900
570715000000035067 | 1999-03-24 | 900 | 52 | 49 | NEG Micon | NM 52/900 | 575 | Vejen | LAND | Tobøl By | 11b | 491701.77 | 6142580.44 | SDFE2018 | 61860 | NEG Micon NM 52/900 | NEG.Micon.NM52.900
570715000000063749 | 2002-12-28 | 900 | 52 | 50 | NEG Micon | NM 52/900 | 575 | Vejen | LAND | Adserbøl Gde., Lindknud | 2y | 499244.79 | 6157534.86 | Stamdata | 344227021-1 | NEG Micon NM 52/900 | NEG.Micon.NM52.900
570715000000063756 | 2002-12-28 | 900 | 52 | 50 | NEG Micon | NM 52/900 | 575 | Vejen | LAND | Adserbøl Gde., Lindknud | 2æ | 499215.82 | 6157686.89 | SDFE2018 | 344227021-2 | NEG Micon NM 52/900 | NEG.Micon.NM52.900
570715000000063763 | 2002-12-28 | 900 | 52 | 50 | NEG Micon | NM 52/900 | 575 | Vejen | LAND | Adserbøl Gde., Lindknud | 1e | 499187.05 | 6157838.42 | Stamdata | 344227021-3 | NEG Micon NM 52/900 | NEG.Micon.NM52.900
570715000000063770 | 2002-12-28 | 900 | 52 | 50 | NEG Micon | NM 52/900 | 575 | Vejen | LAND | Adserbøl Gde., Lindknud | 1x | 499273.15 | 6157381.43 | Stamdata | 344227021-4 | NEG Micon NM 52/900 | NEG.Micon.NM52.900
570715000000048128 | 1999-12-23 | 900 | 52 | 45 | NEG Micon | NM 52/900 | 580 | Aabenraa | LAND | Brystrup | 379 | 512343.83 | 6104580.13 | SDFE2018 | 91013 | NEG Micon NM 52/900 | NEG.Micon.NM52.900
570715000000049699 | 2000-08-22 | 900 | 52 | 44 | NEG Micon | NM 52/900 44 | 580 | Aabenraa | LAND | Bjerndrup | 3 | 521457.84 | 6088457.85 | SDFE2018 | 200126 | NEG Micon NM 52/900 44 | NEG.Micon.NM52.900
570715000000049705 | 2000-09-01 | 900 | 52 | 44 | NEG Micon | NM 52/900 44 | 580 | Aabenraa | LAND | Bjerndrup | 3 | 521641.02 | 6088220.51 | SDFE2018 | 200127 | NEG Micon NM 52/900 44 | NEG.Micon.NM52.900
570715000000049712 | 2000-08-25 | 900 | 52 | 44 | NEG Micon | NM 52/900 44 | 580 | Aabenraa | LAND | Bjerndrup | 362 | 521344.37 | 6088180.66 | SDFE2018 | 200128 | NEG Micon NM 52/900 44 | NEG.Micon.NM52.900
570715000000056314 | 2002-01-01 | 900 | 52 | 44 | NEG Micon | NM 52/900 44 | 580 | Aabenraa | LAND | Bodum, Løjt | 302 | 526576.1 | 6103422.84 | SDFE2018 | 200151 | NEG Micon NM 52/900 44 | NEG.Micon.NM52.900
570715000000056321 | 2001-12-28 | 900 | 52 | 44 | NEG Micon | NM 52/900 44 | 580 | Aabenraa | LAND | Bodum | 0 | 526591.97 | 6103076.76 | SDFE2018 | 200151 | NEG Micon NM 52/900 44 | NEG.Micon.NM52.900
570715000000056512 | 2001-12-28 | 900 | 52 | 44 | NEG Micon | NM 52/900 44 | 580 | Aabenraa | LAND | Røllum, Ensted | 100 | 523421.08 | 6094335.3 | SDFE2018 | 44584311 | NEG Micon NM 52/900 44 | NEG.Micon.NM52.900
570715000000056536 | 2002-12-28 | 900 | 52 | 44 | NEG Micon | NM 52/900 44 | 580 | Aabenraa | LAND | Røllum, Ensted | 315 | 523161.15 | 6094205.17 | SDFE2018 | 44584312 | NEG Micon NM 52/900 44 | NEG.Micon.NM52.900
570715000000060250 | 2002-07-03 | 900 | 52 | 44 | NEG Micon | NM 52/900 44 | 580 | Aabenraa | LAND | Bodum | 148 | 526584.23 | 6103249.61 | SDFE2018 | 200151 | NEG Micon NM 52/900 44 | NEG.Micon.NM52.900
570715000000026737 | 2000-09-26 | 900 | 52 | 49 | NEG Micon | NM 52/900 | 615 | Horsens | LAND | Nim By, Nim | 4e | 542080.21 | 6196334.1 | SDFE2018 | 1030082 | NEG Micon NM 52/900 | NEG.Micon.NM52.900
570715000000026744 | 2000-09-26 | 900 | 52 | 49 | NEG Micon | NM 52/900 | 615 | Horsens | LAND | Nim By, Nim | 4e | 541808.77 | 6196511.71 | SDFE2018 | 1030083 | NEG Micon NM 52/900 | NEG.Micon.NM52.900
570715000000024467 | 2000-10-02 | 900 | 52 | 44 | NEG Micon | NM 52/900 44 | 621 | Kolding | LAND | Sjølund | 40a | 532007.1 | 6141424.51 | SDFE2018 | 2203865 | NEG Micon NM 52/900 44 | NEG.Micon.NM52.900
570715000000024474 | 2000-10-02 | 900 | 52 | 44.5 | NEG Micon | NM 52/900 44 | 621 | Kolding | LAND | Sjølund | 8a m.fl | 532939.83 | 6142318.41 | SDFE2018 | 203866 | NEG Micon NM 52/900 44 | NEG.Micon.NM52.900
570715000000049743 | 2001-11-20 | 900 | 52 | 44 | NEG Micon | NM 52/900-250 44 | 621 | Kolding | LAND | Højrup-Steppe | 38 | 519157.1 | 6137010.66 | SDFE2018 | 200131 | NEG Micon NM 52/900-250 44 | NEG.Micon.NM52.900
570715000000060267 | 2002-10-23 | 900 | 52 | 44 | NEG Micon | NM 52/900 44 | 621 | Kolding | LAND | Frørup | 3a | 527054.39 | 6134710.78 | SDFE2018 | 200155 | NEG Micon NM 52/900 44 | NEG.Micon.NM52.900
570715000000056390 | 2001-12-21 | 900 | 52.2 | 50 | Micon | M 52/900 | 657 | Herning | LAND | Sønderlandet | 42e | 492369.76 | 6194340.15 | SDFE2018 | 7144002 | Micon M 52/900 | NEG.Micon.NM52.900
570715000000056406 | 2001-12-21 | 900 | 52.2 | 50 | Micon | M 52/900 | 657 | Herning | LAND | Sønderlandet | 42e | 492570.04 | 6194710.27 | SDFE2018 | 7144002 | Micon M 52/900 | NEG.Micon.NM52.900
570715000000056413 | 2001-12-21 | 900 | 52.2 | 50 | Micon | M 52/900 | 657 | Herning | LAND | Sønderlandet | 42e | 492555.04 | 6194383.49 | SDFE2018 | 7144002 | Micon M 52/900 | NEG.Micon.NM52.900
570715000000056420 | 2001-12-21 | 900 | 52.2 | 50 | Micon | M 52/900 | 657 | Herning | LAND | Sønderlandet | 42e | 492470.37 | 6194525.92 | SDFE2018 | 7144002 | Micon M 52/900 | NEG.Micon.NM52.900
570715000000056437 | 2001-12-21 | 900 | 52.2 | 50 | Micon | M 52/900 | 657 | Herning | LAND | Sønderlandet | 42e | 492512.54 | 6194223.34 | SDFE2018 | 7144002 | Micon M 52/900 | NEG.Micon.NM52.900
570715000000056048 | 2001-11-16 | 900 | 52.2 | 49 | NEG Micon | NM 52/900 IEC ll | 661 | Holstebro | LAND | Sevel By, Sevel | 4e | 489782.53 | 6257353.38 | SDFE2018 | 1272 | NEG Micon NM 52/900 IEC ll | NEG.Micon.NM52.900
570715000000058066 | 2002-12-23 | 900 | 52 | 49 | NEG Micon | NM 52/900 | 706 | Syddjurs | LAND | Ommestrup By, Mørke | 16 | 586173.33 | 6242097.92 | SDFE2018 | 2002231 | NEG Micon NM 52/900 | NEG.Micon.NM52.900
570715000000058073 | 2002-12-23 | 900 | 52 | 49 | NEG Micon | NM 52/900 | 706 | Syddjurs | LAND | Bale by, Mørke | 6a | 585988.87 | 6242066.22 | SDFE2018 | 2002241 | NEG Micon NM 52/900 | NEG.Micon.NM52.900
570715000000058080 | 2002-12-16 | 900 | 52 | 49 | NEG Micon | NM 52/900 | 706 | Syddjurs | LAND | Balle by, Rosmus | 8n | 610947.1 | 6241664.49 | SDFE2018 | 2002251 | NEG Micon NM 52/900 | NEG.Micon.NM52.900
570715000000058097 | 2002-12-16 | 900 | 52 | 49 | NEG Micon | NM 52/900 | 706 | Syddjurs | LAND | Balle by, Rosmus | 8i | 611013.06 | 6241486.81 | SDFE2018 | 2002261 | NEG Micon NM 52/900 | NEG.Micon.NM52.900
570715000000058103 | 2002-12-16 | 900 | 52 | 49 | NEG Micon | NM 52/900 | 706 | Syddjurs | LAND | Balle by, Rosmus | 8i | 611080.23 | 6241309.34 | SDFE2018 | 2002271 | NEG Micon NM 52/900 | NEG.Micon.NM52.900
570715000000058110 | 2002-12-16 | 900 | 52 | 49 | NEG Micon | NM 52/900 | 706 | Syddjurs | LAND | Balle by, Rosmus | 16a | 611147.14 | 6241131.21 | SDFE2018 | 2002281 | NEG Micon NM 52/900 | NEG.Micon.NM52.900
570715000000020766 | 2000-09-13 | 900 | 52 | 49 | NEG Micon | NM 52/900 49 | 710 | Favrskov | LAND | Hallendrup by, Rud | 1b | 567952.62 | 6246662.77 | SDFE2018 | 95158 | NEG Micon NM 52/900 49 | NEG.Micon.NM52.900
570715000000020773 | 2000-09-13 | 900 | 52 | 49 | NEG Micon | NM 52/900 49 | 710 | Favrskov | LAND | Hallendrup by, Rud | 1i | 567902.31 | 6246881.52 | SDFE2018 | 95159 | NEG Micon NM 52/900 49 | NEG.Micon.NM52.900
570715000000020780 | 2000-09-13 | 900 | 52 | 49 | NEG Micon | NM 52/900 | 710 | Favrskov | LAND | Hallendrup by, Rud | 7a | 567801.38 | 6247319.93 | SDFE2018 | 95160 | NEG Micon NM 52/900 | NEG.Micon.NM52.900
570715000000020797 | 2000-09-13 | 900 | 52 | 49 | NEG Micon | NM 52/900 | 710 | Favrskov | LAND | Hallendrup by, Rud | 1a | 567851.68 | 6247100.84 | SDFE2018 | 95161 | NEG Micon NM 52/900 | NEG.Micon.NM52.900
570715000000063046 | 2002-01-01 | 900 | 52 | 44 | NEG Micon | NM 52/900 | 710 | Favrskov | LAND | Grundfør by, Grundfør | 94a | 568607.42 | 6235737.43 | SDFE2018 | 2002451 | NEG Micon NM 52/900 | NEG.Micon.NM52.900
570715000000063053 | 2002-01-01 | 900 | 52 | 44 | NEG Micon | NM 52/900 | 710 | Favrskov | LAND | Grundfør by, Grundfør | 94a | 568703.1 | 6235589.91 | SDFE2018 | 2002461 | NEG Micon NM 52/900 | NEG.Micon.NM52.900
570715000000063060 | 2000-10-02 | 900 | 52 | 44 | NEG Micon | NM 52/900 | 710 | Favrskov | LAND | Grundfør by, Grundfør | 94a | 568798.47 | 6235442.67 | SDFE2018 | 2002471 | NEG Micon NM 52/900 | NEG.Micon.NM52.900
570715000000058455 | 2002-12-20 | 900 | 52 | 49 | NEG Micon | NM 52/900 44 | 727 | Odder | LAND | Torrild | 14a | 564605.98 | 6204046.3 | SDFE2018 | 90067 | NEG Micon NM 52/900 44 | NEG.Micon.NM52.900
570715000000058462 | 2002-12-20 | 900 | 52 | 49 | NEG Micon | NM 52/900 44 | 727 | Odder | LAND | Torrild | 13a | 564601.38 | 6204295.32 | SDFE2018 | 90068 | NEG Micon NM 52/900 44 | NEG.Micon.NM52.900
570715000000058479 | 2002-12-20 | 900 | 52 | 49 | NEG Micon | NM 52/900 44 | 727 | Odder | LAND | Torrild | 12e | 564598.59 | 6204545.16 | SDFE2018 | 90069 | NEG Micon NM 52/900 44 | NEG.Micon.NM52.900
570715000000019449 | 2000-06-01 | 900 | 52 | 44 | NEG Micon | NM 52/900 44 | 730 | Randers | LAND | Askildrup By | 3o | 564885.06 | 6249975.6 | SDFE2018 | 95105 | NEG Micon NM 52/900 44 | NEG.Micon.NM52.900
570715000000019456 | 2000-05-15 | 900 | 52 | 44 | NEG Micon | NM 52/900 44 | 730 | Randers | LAND | Askildrup By | 4q | 564984.25 | 6250421.79 | SDFE2018 | 95106 | NEG Micon NM 52/900 44 | NEG.Micon.NM52.900
570715000000019463 | 2000-05-15 | 900 | 52 | 44.5 | NEG Micon | NM 52/900 44 | 730 | Randers | LAND | Askildrup By | 4u | 564715.42 | 6250284.05 | SDFE2018 | 95107 | NEG Micon NM 52/900 44 | NEG.Micon.NM52.900
570715000000020872 | 2000-12-13 | 900 | 52 | 44 | NEG Micon | NM 52/900 | 730 | Randers | LAND | Assentoft by, Essenbæk sogn | 4id | 570819.24 | 6254327.98 | SDFE2018 | 95169 | NEG Micon NM 52/900 | NEG.Micon.NM52.900
570715000000020889 | 2000-12-13 | 900 | 52.2 | 44 | NEG Micon | NM 52/900 44 | 730 | Randers | LAND | Assentoft by, Essenbæk sogn | 5a | 570966.74 | 6254228.68 | SDFE2018 | 95170 | NEG Micon NM 52/900 44 | NEG.Micon.NM52.900
570715000000023101 | 2000-11-21 | 900 | 52 | 44 | NEG Micon | NM 52/900 | 730 | Randers | LAND | Alsvej Vindmøllelaug | 8nb | 564328.36 | 6254163.39 | SDFE2018 | 3 | NEG Micon NM 52/900 | NEG.Micon.NM52.900
570715000000015007 | 2000-02-17 | 900 | 52 | 44 | NEG Micon | NM 52/900 | 740 | Silkeborg | LAND | Tvilum | 1a | 542801.44 | 6235002.47 | SDFE2018 | 3080264 | NEG Micon NM 52/900 | NEG.Micon.NM52.900
570715000000015014 | 2000-02-17 | 900 | 52 | 44 | NEG Micon | NM 52/900 | 740 | Silkeborg | LAND | Tvilum | 1l | 543068.85 | 6234940.99 | SDFE2018 | 3080265 | NEG Micon NM 52/900 | NEG.Micon.NM52.900
570715000000015021 | 2000-02-21 | 900 | 52 | 44 | NEG Micon | NM 52/900 | 740 | Silkeborg | LAND | Tvilum | 6a | 543336.44 | 6234878.53 | SDFE2018 | 3080266 | NEG Micon NM 52/900 | NEG.Micon.NM52.900
570715000000015038 | 1999-12-22 | 900 | 52 | 44 | NEG Micon | NM 52/900 | 740 | Silkeborg | LAND | Tvilum | 1a | 542590.59 | 6234693.28 | SDFE2018 | 3080267 | NEG Micon NM 52/900 | NEG.Micon.NM52.900
570715000000015045 | 1999-12-22 | 900 | 52 | 44 | NEG Micon | NM 52/900 | 740 | Silkeborg | LAND | Tvilum | 1a | 542858.17 | 6234630.57 | SDFE2018 | 3080268 | NEG Micon NM 52/900 | NEG.Micon.NM52.900
570715000000015052 | 2000-02-21 | 900 | 52 | 44 | NEG Micon | NM 52/900 | 740 | Silkeborg | LAND | Tvilum | 1a | 543123.95 | 6234569.84 | SDFE2018 | 3080269 | NEG Micon NM 52/900 | NEG.Micon.NM52.900
570715000000063817 | 2002-12-20 | 900 | 52 | 49 | NEG Micon | NM 52/900 A | 740 | Silkeborg | LAND | Vinding | 2 | 536862.79 | 6208045.55 | SDFE2018 | 1030089 | NEG Micon NM 52/900 A | NEG.Micon.NM52.900
570715000000063824 | 2002-12-20 | 900 | 52 | 49 | NEG Micon | NM 52/900 A | 740 | Silkeborg | LAND | Vinding | 13c | 537162.6 | 6208208.58 | SDFE2018 | 1030090 | NEG Micon NM 52/900 A | NEG.Micon.NM52.900
570715000000014833 | 2000-09-18 | 900 | 52 | 44 | NEG Micon | NM 52/900 | 746 | Skanderborg | LAND | Flensted By | 3u | 548343.05 | 6221417.97 | SDFE2018 | 3072221 | NEG Micon NM 52/900 | NEG.Micon.NM52.900
570715000000014840 | 2000-09-18 | 900 | 52 | 44 | NEG Micon | NM 52/900 | 746 | Skanderborg | LAND | Låsby | 1p | 548491.54 | 6221283.96 | SDFE2018 | 3072222 | NEG Micon NM 52/900 | NEG.Micon.NM52.900
570715000000014857 | 2000-09-18 | 900 | 52 | 44 | NEG Micon | NM 52/900 | 746 | Skanderborg | LAND | Tulstrup | 4b | 548639.64 | 6221150.08 | SDFE2018 | 3072223 | NEG Micon NM 52/900 | NEG.Micon.NM52.900
570715000000014864 | 2000-09-18 | 900 | 52 | 44 | NEG Micon | NM 52/900 | 746 | Skanderborg | LAND | Tulstrup | 11 | 548788.56 | 6221015.82 | SDFE2018 | 3072224 | NEG Micon NM 52/900 | NEG.Micon.NM52.900
570715000000029011 | 2000-10-30 | 900 | 52 | 49 | NEG Micon | NM 52/900 | 756 | Ikast-Brande | LAND | Ll. Nørlund | 6ao | 511883.93 | 6215388.73 | SDFE2018 | 868300751 | NEG Micon NM 52/900 | NEG.Micon.NM52.900
570715000000029028 | 2001-05-13 | 900 | 52 | 49 | NEG Micon | NM 52/900 | 756 | Ikast-Brande | LAND | Ll. Nørlund | 6bs | 511853.38 | 6215191.88 | SDFE2018 | 868300752 | NEG Micon NM 52/900 | NEG.Micon.NM52.900
570715000000029035 | 2001-05-13 | 900 | 52 | 49 | NEG Micon | NM 52/900 | 756 | Ikast-Brande | LAND | Ll. Nørlund | 6ao | 511821.55 | 6214995.56 | SDFE2018 | 868300753 | NEG Micon NM 52/900 | NEG.Micon.NM52.900
570715000000029042 | 2000-10-30 | 900 | 52 | 49 | NEG Micon | NM 52/900 | 756 | Ikast-Brande | LAND | Ll. Nørlund | 6fe | 511793.07 | 6214796.52 | SDFE2018 | 868300754 | NEG Micon NM 52/900 | NEG.Micon.NM52.900
570715000000056123 | 2001-12-17 | 900 | 52 | 49 | NEG Micon | NM 52/900 A | 756 | Ikast-Brande | LAND | Ll. Nørlund | 6ao | 511943.3 | 6215785.47 | SDFE2018 | 868300755 | NEG Micon NM 52/900 A | NEG.Micon.NM52.900
570715000000056284 | 2002-04-02 | 900 | 52 | 49 | NEG Micon | NM 52/900 A | 756 | Ikast-Brande | LAND | Ll. Nørlund | 6ao | 511913.9 | 6215587.1 | SDFE2018 | 868300756 | NEG Micon NM 52/900 A | NEG.Micon.NM52.900
570715000000056659 | 2002-06-28 | 900 | 52 | 49 | NEG Micon | NM 52/900 | 756 | Ikast-Brande | LAND | Ilskov | 1o | 510369.58 | 6234191.94 | SDFE2018 | 7144424 | NEG Micon NM 52/900 | NEG.Micon.NM52.900
570715000000056666 | 2002-06-28 | 900 | 52 | 49 | NEG Micon | NM 52/900 | 756 | Ikast-Brande | LAND | Ilskov | 1k | 510630.24 | 6234117.2 | SDFE2018 | 7144424 | NEG Micon NM 52/900 | NEG.Micon.NM52.900
570715000000056673 | 2002-06-28 | 900 | 52 | 49 | NEG Micon | NM 52/900 | 756 | Ikast-Brande | LAND | Ilskov | 1k | 510890.85 | 6234044.26 | SDFE2018 | 7144424 | NEG Micon NM 52/900 | NEG.Micon.NM52.900
570715000000032370 | 2000-12-21 | 900 | 52 | 49 | NEG Micon | NM 52/900-200 | 760 | Ringkøbing-Skjern | LAND | Viumgård hgd | 29k | 464095.98 | 6185404.29 | SDFE2018 | 141060 | NEG Micon NM 52/900-200 | NEG.Micon.NM52.900
570715000000032387 | 2002-01-17 | 900 | 52 | 49 | NEG Micon | NM 52/900 LM | 760 | Ringkøbing-Skjern | LAND | Viumgård Hvdg. Sdr. Vium | 26br | 464304.62 | 6185264.84 | SDFE2018 | 344141061 | NEG Micon NM 52/900 LM | NEG.Micon.NM52.900
570715000000032394 | 2000-12-21 | 900 | 52 | 49 | NEG Micon | NM 52/900-200 | 760 | Ringkøbing-Skjern | LAND | Viumgård hgd | 66b | 464511.52 | 6185125.23 | SDFE2018 | 141062 | NEG Micon NM 52/900-200 | NEG.Micon.NM52.900
570715000000032400 | 2000-12-21 | 900 | 52 | 49 | NEG Micon | NM 52/900-200 | 760 | Ringkøbing-Skjern | LAND | Nørhede by | 6a | 464966.89 | 6184817.78 | SDFE2018 | 141063 | NEG Micon NM 52/900-200 | NEG.Micon.NM52.900
570715000000032417 | 2000-12-21 | 900 | 52 | 49 | NEG Micon | NM 52/900-200 | 760 | Ringkøbing-Skjern | LAND | Viumgård hgd | 26a | 463962.86 | 6185095.66 | SDFE2018 | 141064 | NEG Micon NM 52/900-200 | NEG.Micon.NM52.900
570715000000032424 | 2000-12-21 | 900 | 52 | 49 | NEG Micon | NM 52/900-200 | 760 | Ringkøbing-Skjern | LAND | Nørhede by | 16c | 464377.93 | 6184816.45 | Stamdata | 141065 | NEG Micon NM 52/900-200 | NEG.Micon.NM52.900
570715000000032431 | 2000-12-21 | 900 | 52 | 49 | NEG Micon | NM 52/900-200 | 760 | Ringkøbing-Skjern | LAND | Sønderdiger by | 3g | 464586.9 | 6184676.87 | SDFE2018 | 141066 | NEG Micon NM 52/900-200 | NEG.Micon.NM52.900
570715000000032462 | 2001-07-10 | 900 | 52 | 49 | NEG Micon | NM 52/900-200 | 760 | Ringkøbing-Skjern | LAND | Nørhede by | 3g | 464719.84 | 6184985.39 | SDFE2018 | 141370 | NEG Micon NM 52/900-200 | NEG.Micon.NM52.900
570715000000032479 | 2001-07-10 | 900 | 52 | 49 | NEG Micon | NM 52/900-200 | 760 | Ringkøbing-Skjern | LAND | Viumgård hgd | 26a | 464170.87 | 6184956.08 | SDFE2018 | 141371 | NEG Micon NM 52/900-200 | NEG.Micon.NM52.900
570715000000032486 | 2001-07-10 | 900 | 52 | 49 | NEG Micon | NM 52/900-200 | 760 | Ringkøbing-Skjern | LAND | Sønderdiger by | 2a | 464834.41 | 6184509.58 | SDFE2018 | 141372 | NEG Micon NM 52/900-200 | NEG.Micon.NM52.900
570715000000059766 | 2002-10-16 | 900 | 52 | 49 | NEG Micon | NM 52/900 | 760 | Ringkøbing-Skjern | LAND | Den østlige del, Nr. Vium | 14ar | 485948.24 | 6210617.62 | SDFE2018 | 7144493 | NEG Micon NM 52/900 | NEG.Micon.NM52.900
570715000000059773 | 2002-10-10 | 900 | 52 | 49 | NEG Micon | NM 52/900 | 760 | Ringkøbing-Skjern | LAND | Den østlige del, Nr. Vium | 11bb | 485647.56 | 6210975.49 | SDFE2018 | 7144495 | NEG Micon NM 52/900 | NEG.Micon.NM52.900
570715000000025297 | 2000-12-20 | 900 | 52 | 54 | NEG Micon | NM 52/900 LM | 766 | Hedensted | LAND | Merringgård Hovedgård, Korning | 1h | 542753.26 | 6187270.55 | SDFE2018 | 300281 | NEG Micon NM 52/900 LM | NEG.Micon.NM52.900
570715000000025303 | 2000-12-20 | 900 | 52 | 49 | NEG Micon | NM 52/900 LM | 766 | Hedensted | LAND | Merringgård Hovedgård, Korning | 1a | 542764.39 | 6187495.37 | SDFE2018 | 300271 | NEG Micon NM 52/900 LM | NEG.Micon.NM52.900
570715000000063909 | 2002-12-20 | 900 | 52 | 49 | NEG Micon | NM 52/900 | 779 | Skive | LAND | Kærgaardsholm Hgd. | 1a | 491869.05 | 6270288.57 | SDFE2018 | 2050365 | NEG Micon NM 52/900 | NEG.Micon.NM52.900
570715000000063916 | 2002-12-20 | 900 | 52 | 49 | NEG Micon | NM 52/900 | 779 | Skive | LAND | Kærgaardsholm Hgd. | 1a | 491713.99 | 6270484.28 | SDFE2018 | 2050366 | NEG Micon NM 52/900 | NEG.Micon.NM52.900
570715000000063923 | 2002-12-20 | 900 | 52 | 49 | NEG Micon | NM 52/900 | 779 | Skive | LAND | Kærgaardsholm Hgd. | 1a | 491559.32 | 6270680.31 | SDFE2018 | 2050367 | NEG Micon NM 52/900 | NEG.Micon.NM52.900
570715000000005770 | 2000-07-15 | 900 | 52 | 49 | NEG Micon | NM 52/900 LM | 787 | Thisted | LAND | Rødbrogård, Tømmerby | 1e | 495311.46 | 6325122.46 | SDFE2018 | 80600300 | NEG Micon NM 52/900 LM | NEG.Micon.NM52.900
570715000000006111 | 2000-07-06 | 900 | 52.5 | 49 | NEG Micon | NM 52/900 LM | 787 | Thisted | LAND | Hjardemål By, Hjardemål | 12 | 489967.98 | 6323691.83 | SDFE2018 | 80500100 | NEG Micon NM 52/900 LM | NEG.Micon.NM52.900
570715000000006128 | 2000-07-06 | 900 | 52.5 | 49 | NEG Micon | NM 52/900 LM | 787 | Thisted | LAND | Hjardemål By, Hjardemål | 15a | 489863.22 | 6323792.67 | SDFE2018 | 80500200 | NEG Micon NM 52/900 LM | NEG.Micon.NM52.900
570715000000006135 | 2000-07-06 | 900 | 52.5 | 49 | NEG Micon | NM 52/900 LM | 787 | Thisted | LAND | Hjardemål By, Hjardemål | 15a | 489759.17 | 6323892.83 | SDFE2018 | 80500300 | NEG Micon NM 52/900 LM | NEG.Micon.NM52.900
570715000000006142 | 2000-07-06 | 900 | 52.5 | 49 | NEG Micon | NM 52/900 LM | 787 | Thisted | LAND | Hjardemål By, Hjardemål | 15a | 489654.69 | 6323993.4 | SDFE2018 | 80500400 | NEG Micon NM 52/900 LM | NEG.Micon.NM52.900
570715000000057151 | 2002-12-16 | 900 | 52 | 49 | NEG Micon | NM 52/900 | 787 | Thisted | LAND | Klasturp By, Hunstrup | 1dl | 490071.37 | 6323591 | SDFE2018 | 3440001 | NEG Micon NM 52/900 | NEG.Micon.NM52.900
570715000000057168 | 2002-12-16 | 900 | 52 | 49 | NEG Micon | NM 52/900 | 787 | Thisted | LAND | Klasturp By, Hunstrup | 1dl | 490177.21 | 6323491.05 | SDFE2018 | 3441001 | NEG Micon NM 52/900 | NEG.Micon.NM52.900
570715000000057175 | 2002-12-12 | 900 | 52 | 49 | NEG Micon | NM 52/900 | 787 | Thisted | LAND | Sennels by,Sennels | 9a | 487405.26 | 6315050.56 | SDFE2018 | 3436001 | NEG Micon NM 52/900 | NEG.Micon.NM52.900
570715000000057182 | 2002-12-12 | 900 | 52 | 49 | NEG Micon | NM 52/900 | 787 | Thisted | LAND | Sennels by,Sennels | 9a | 487389.64 | 6315224.9 | SDFE2018 | 3437001 | NEG Micon NM 52/900 | NEG.Micon.NM52.900
570715000000059278 | 2002-12-17 | 900 | 52 | 49 | Vestas Wind Systems A/S | V 52-900 | 787 | Thisted | LAND | Stagstrup by, Stagstrup | 4a | 474768.46 | 6302422.54 | SDFE2018 | 160380 | Vestas Wind Systems A/S V 52-900 | Vestas.V52.850
570715000000064234 | 2002-12-12 | 900 | 52 | 49 | NEG Micon | NM 52/900 | 787 | Thisted | LAND | Sennels by,Sennels | 9a | 487374.08 | 6315399.43 | SDFE2018 | 3438001 | NEG Micon NM 52/900 | NEG.Micon.NM52.900
570715000000064241 | 2002-12-12 | 900 | 52 | 49 | NEG Micon | NM 52/900 | 787 | Thisted | LAND | Ullerup HDG,Sennels | 3a | 487359.32 | 6315573.57 | SDFE2018 | 3439001 | NEG Micon NM 52/900 | NEG.Micon.NM52.900
570715000000013966 | 2000-08-21 | 900 | 52 | 49 | NEG Micon | NM 52/900 | 791 | Viborg | LAND | Hjermind By | 1a | 543756.54 | 6251348.12 | SDFE2018 | 3123131 | NEG Micon NM 52/900 | NEG.Micon.NM52.900
570715000000013973 | 2000-08-21 | 900 | 52 | 49 | NEG Micon | NM 52/900 | 791 | Viborg | LAND | Hjorthede by | 1a | 543947.97 | 6251368.84 | SDFE2018 | 3123132 | NEG Micon NM 52/900 | NEG.Micon.NM52.900
570715000000013980 | 2000-08-21 | 900 | 52 | 49 | NEG Micon | NM 52/900 | 791 | Viborg | LAND | Hjorthede by | 5k | 544140.53 | 6251389.94 | SDFE2018 | 3123133 | NEG Micon NM 52/900 | NEG.Micon.NM52.900
570715000000013997 | 2000-09-14 | 900 | 52 | 49 | NEG Micon | NM 52/900 | 791 | Viborg | LAND | Hjorthede by | 12a | 544333.39 | 6251411.19 | SDFE2018 | 3123134 | NEG Micon NM 52/900 | NEG.Micon.NM52.900
570715000000014000 | 2000-08-21 | 900 | 52 | 49 | NEG Micon | NM 52/900 | 791 | Viborg | LAND | Hjorthede by | 12i | 544526.09 | 6251432.13 | SDFE2018 | 3123135 | NEG Micon NM 52/900 | NEG.Micon.NM52.900
570715000000056451 | 2002-05-11 | 900 | 52 | 49 | NEG Micon | NM 900/5 - IEC II | 791 | Viborg | LAND | tohuse | 2a | 514144.12 | 6249122.42 | SDFE2018 | 3097718 | NEG Micon NM 900/5 - IEC II | NEG.Micon.NM60.1000
570715000000056468 | 2002-05-11 | 900 | 52 | 49 | NEG Micon | NM 900/5 - IEC II | 791 | Viborg | LAND | tohuse | 2a | 514173.74 | 6248970.16 | SDFE2018 | 3097719 | NEG Micon NM 900/5 - IEC II | NEG.Micon.NM60.1000
570715000000079306 | 2005-06-02 | 900 | 52 | 54 | Vestas Wind Systems A/S | 900 | 810 | Brønderslev | LAND | Bolle Fjerding, Dronninglund | 52a | 573237.59 | 6332038.15 | SDFE2018 | 70097-01 | Vestas Wind Systems A/S 900 | Vestas.V52.850
570715000000079313 | 2005-06-08 | 900 | 52 | 54 | Vestas Wind Systems A/S | 900 | 810 | Brønderslev | LAND | Bolle Fjerding, Dronninglund | 52a | 573289.18 | 6332374.87 | SDFE2018 | 70098-01 | Vestas Wind Systems A/S 900 | Vestas.V52.850
570715000000079320 | 2005-06-08 | 900 | 52 | 54 | Vestas Wind Systems A/S | 900 | 810 | Brønderslev | LAND | Bolle Fjerding, Dronninglund | 52a | 573509.34 | 6332066.14 | SDFE2018 | 70099-01 | Vestas Wind Systems A/S 900 | Vestas.V52.850
570715000000079337 | 2005-06-07 | 900 | 52 | 54 | Vestas Wind Systems A/S | 900 | 810 | Brønderslev | LAND | Bolle Fjerding, Dronninglund | 52a | 573561.26 | 6332401.43 | SDFE2018 | 70100-01 | Vestas Wind Systems A/S 900 | Vestas.V52.850
570715000000003332 | 2000-10-09 | 900 | 52 | 44 | Micon | M 52/900-200 | 813 | Frederikshavn | LAND | Gårdbo Sø, Råbjerg | 2am | 580152.39 | 6384706.96 | SDFE2018 | 1103-0050 | Micon M 52/900-200 | NEG.Micon.NM52.900
570715000000003349 | 2000-10-09 | 900 | 52 | 44 | Micon | M 52/900-200 | 813 | Frederikshavn | LAND | Gårdbo Sø, Råbjerg | 2a | 580239.11 | 6384511.85 | SDFE2018 | 1103-0052 | Micon M 52/900-200 | NEG.Micon.NM52.900
570715000000003356 | 2000-07-18 | 900 | 52 | 44 | Micon | M 52/900-200 | 813 | Frederikshavn | LAND | Gårdbo Sø, Råbjerg | 2a | 580326.09 | 6384317.11 | SDFE2018 | 1103-0054 | Micon M 52/900-200 | NEG.Micon.NM52.900
570715000000003370 | 2000-10-09 | 900 | 52 | 44 | Micon | M 52/900-200 | 813 | Frederikshavn | LAND | Gårdbo Sø, Råbjerg | 2a | 580402.6 | 6384468.74 | SDFE2018 | 1103-0056 | Micon M 52/900-200 | NEG.Micon.NM52.900
570715000000003387 | 2000-10-09 | 900 | 52 | 44 | Micon | M 52/900-200 | 813 | Frederikshavn | LAND | Gårdbo Sø, Råbjerg | 2a | 580316.23 | 6384663.35 | SDFE2018 | 1103-0056 | Micon M 52/900-200 | NEG.Micon.NM52.900
570715000000056956 | 2002-12-21 | 900 | 52 | 45 | NEG Micon | NM 52/900 | 813 | Frederikshavn | LAND | Skagen Markjorder | 123e | 593455.81 | 6400280.46 | SDFE2018 | 0391-8334 | NEG Micon NM 52/900 | NEG.Micon.NM52.900
570715000000056963 | 2002-12-21 | 900 | 52 | 45 | NEG Micon | NM 52/900 | 813 | Frederikshavn | LAND | Skagen Markjorder | 123e | 593345.89 | 6400421.63 | SDFE2018 | 0391-8332 | NEG Micon NM 52/900 | NEG.Micon.NM52.900
570715000000063510 | 2003-12-30 | 900 | 52 | 54 | NEG Micon | NM 52/900 | 820 | Vesthimmerlands | LAND | Flejsborg by, Flejsborg | 1h | 519847.8 | 6301900.38 | SDFE2018 | 473 | NEG Micon NM 52/900 | NEG.Micon.NM52.900
570715000000063527 | 2004-01-01 | 900 | 52 | 54 | NEG Micon | NM 52/900 | 820 | Vesthimmerlands | LAND | Flejsborg by, Flejsborg | 1q | 519678.11 | 6301794.09 | SDFE2018 | 474 | NEG Micon NM 52/900 | NEG.Micon.NM52.900
570715000000063534 | 2004-01-01 | 900 | 52 | 54 | NEG Micon | NM 52/900 | 820 | Vesthimmerlands | LAND | Flejsborg by, Flejsborg | 1g | 519512.44 | 6301689.32 | SDFE2018 | 475 | NEG Micon NM 52/900 | NEG.Micon.NM52.900
570714700000105814 | 2002-12-04 | 850 | 52 | 49 | Vestas Wind Systems A/S | V 52-850 | 326 | Kalundborg | LAND | Løve By, Gierslev | 1a | 644173.74 | 6149519.51 | SDFE2018 | 40170586 | Vestas Wind Systems A/S V 52-850 | Vestas.V52.850
570714700000105821 | 2002-12-02 | 850 | 52 | 49 | Vestas Wind Systems A/S | V 52-850 | 326 | Kalundborg | LAND | Løve By, Gierslev | 1a | 644101.03 | 6149705.75 | SDFE2018 | 60117193 | Vestas Wind Systems A/S V 52-850 | Vestas.V52.850
570714700000105838 | 2002-12-03 | 850 | 52 | 49 | Vestas Wind Systems A/S | V 52-850 | 326 | Kalundborg | LAND | Løve By, Gierslev | 1a | 644029.02 | 6149892.84 | SDFE2018 | 401-70599 | Vestas Wind Systems A/S V 52-850 | Vestas.V52.850
570715000000060595 | 2002-12-20 | 850 | 52 | 49 | Vestas Wind Systems A/S | V 52-850 | 479 | Svendborg | LAND | Holmdrup by, Skårup | 3c | 604979.38 | 6106948.65 | SDFE2018 | 50745 | Vestas Wind Systems A/S V 52-850 | Vestas.V52.850
570715000000060601 | 2002-12-20 | 850 | 52 | 49 | Vestas Wind Systems A/S | V 52-850 | 479 | Svendborg | LAND | Holmdrup by, Skårup | 1a | 604907.2 | 6107138.86 | SDFE2018 | 50746 | Vestas Wind Systems A/S V 52-850 | Vestas.V52.850
570715000000060618 | 2002-12-20 | 850 | 52 | 49 | Vestas Wind Systems A/S | V 52-850 | 479 | Svendborg | LAND | Holmdrup by, Skårup | 1a | 604840.99 | 6107328.38 | SDFE2018 | 50747 | Vestas Wind Systems A/S V 52-850 | Vestas.V52.850
571313154314482116 | 2014-09-11 | 850 | 52 | 54 | Vestas Wind Systems A/S | V 52 | 479 | Svendborg | LAND | Ellerup By, Gudbjerg | 3a | 602554.99 | 6115767.68 | SDFE2018 | 144821 | Vestas Wind Systems A/S V 52 | Vestas.V52.850
570715000000025990 | 2000-12-12 | 850 | 52 | 50 | Vestas Wind Systems A/S | V 52-850 | 530 | Billund | LAND | Juellingsholm Hgd | 5a | 491653.34 | 6188962.75 | SDFE2018 | 16087 | Vestas Wind Systems A/S V 52-850 | Vestas.V52.850
570715000000026003 | 2001-08-13 | 850 | 52 | 50 | Vestas Wind Systems A/S | V 52-850 | 530 | Billund | LAND | Juellingsholm Hgd | 5a | 491729.6 | 6189147.29 | SDFE2018 | 16088 | Vestas Wind Systems A/S V 52-850 | Vestas.V52.850
570715000000026010 | 2001-08-12 | 850 | 52 | 50 | Vestas Wind Systems A/S | V 52-850 | 530 | Billund | LAND | Juellingsholm Hgd | 2d | 491905.92 | 6189057.6 | SDFE2018 | 16089 | Vestas Wind Systems A/S V 52-850 | Vestas.V52.850
570715000000026089 | 2001-08-30 | 850 | 52 | 50 | Vestas Wind Systems A/S | V 52-850 | 530 | Billund | LAND | Juellingsholm Hgd | 2d | 491853.16 | 6188865.65 | SDFE2018 | 16093 | Vestas Wind Systems A/S V 52-850 | Vestas.V52.850
570715000000081873 | 2008-03-05 | 850 | 52 | 54 | Vestas Wind Systems A/S | V 52-850 | 573 | Varde | LAND | Tarp by | 6a | 461033.85 | 6182217.06 | Stamdata | 344233100 | Vestas Wind Systems A/S V 52-850 | Vestas.V52.850
570715000000081880 | 2008-03-05 | 850 | 52 | 54 | Vestas Wind Systems A/S | V 52-850 | 573 | Varde | LAND | Tarp by | 6a | 461240.53 | 6182150.69 | Stamdata | 344233101 | Vestas Wind Systems A/S V 52-850 | Vestas.V52.850
570715000000086571 | 2009-04-16 | 850 | 52 | 49 | Vestas Wind Systems A/S | V 52-850 | 573 | Varde | LAND | Bovnum by, Horne | 3a | 471594.74 | 6179518.22 | SDFE2018 | 344236197 | Vestas Wind Systems A/S V 52-850 | Vestas.V52.850
570715000000086588 | 2009-04-16 | 850 | 52 | 49 | Vestas Wind Systems A/S | V 52-850 | 573 | Varde | LAND | Bovnum by, Horne | 12 | 471395.25 | 6179588.84 | SDFE2018 | 344236198 | Vestas Wind Systems A/S V 52-850 | Vestas.V52.850
570715000000086601 | 2009-04-15 | 850 | 52 | 49 | Vestas Wind Systems A/S | V 52-850 | 573 | Varde | LAND | Bovnum by, Horne | 3a | 471794.04 | 6179447.8 | SDFE2018 | 344236196 | Vestas Wind Systems A/S V 52-850 | Vestas.V52.850
570715000000048319 | 2001-07-17 | 850 | 52 | 44 | Vestas Wind Systems A/S | V 52-850 | 575 | Vejen | LAND | Fæsted | 35 | 497495.24 | 6131425.16 | Stamdata | 91353 | Vestas Wind Systems A/S V 52-850 | Vestas.V52.850
570715000000081187 | 2008-02-28 | 850 | 52 | 54 | Vestas Wind Systems A/S | V 52-850 | 575 | Vejen | LAND | Gesten By Gesten | 1a | 511980.18 | 6151759.49 | SDFE2018 | 5022518 | Vestas Wind Systems A/S V 52-850 | Vestas.V52.850
570715000000081194 | 2008-02-28 | 850 | 52 | 54 | Vestas Wind Systems A/S | V 52-850 | 575 | Vejen | LAND | Gesten By Gesten | 2z | 512137.54 | 6151358.82 | SDFE2018 | 5022517 | Vestas Wind Systems A/S V 52-850 | Vestas.V52.850
570715000000083785 | 2008-02-28 | 850 | 52 | 54 | Vestas Wind Systems A/S | V 52-850 | 575 | Vejen | LAND | Københoved, skrave | 15b | 507707.73 | 6141441 | SDFE2018 | 44195763 | Vestas Wind Systems A/S V 52-850 | Vestas.V52.850
570715000000083808 | 2008-02-28 | 850 | 52 | 54 | Vestas Wind Systems A/S | V 52-850 | 575 | Vejen | LAND | Københoved, Skrave | 325 | 507741.76 | 6141597.01 | SDFE2018 | 44195764 | Vestas Wind Systems A/S V 52-850 | Vestas.V52.850
570715000000083815 | 2008-02-28 | 850 | 52 | 54 | Vestas Wind Systems A/S | V 52-850 | 575 | Vejen | LAND | Københoved, Skrave | 12b | 507774.71 | 6141746.97 | SDFE2018 | 44195765 | Vestas Wind Systems A/S V 52-850 | Vestas.V52.850
570715000000086694 | 2009-09-04 | 850 | 52 | 54 | Vestas Wind Systems A/S | V 52-850 | 575 | Vejen | LAND | Gamst By, Andst | 12a | 512139.92 | 6149289.4 | SDFE2018 | 5078633 | Vestas Wind Systems A/S V 52-850 | Vestas.V52.850
570715000000086724 | 2009-09-03 | 850 | 52 | 54 | Vestas Wind Systems A/S | V 52-850 | 575 | Vejen | LAND | Gamst By, Andst | 8f | 512022.77 | 6149475.81 | SDFE2018 | 5078634 | Vestas Wind Systems A/S V 52-850 | Vestas.V52.850
570715000000049668 | 2000-07-14 | 850 | 52 | 46 | Vestas Wind Systems A/S | V 52-850 | 580 | Aabenraa | LAND | Kassø | 138 | 513450.59 | 6097961.35 | GST, 18-02-2013 | 200123 | Vestas Wind Systems A/S V 52-850 | Vestas.V52.850
570715000000024481 | 2001-07-26 | 850 | 52 | 49 | Vestas Wind Systems A/S | V 52-850 | 621 | Kolding | LAND | Nagbøl | 3a m.fl | 517709.39 | 6146625.72 | SDFE2018 | 203867 | Vestas Wind Systems A/S V 52-850 | Vestas.V52.850
570715000000024498 | 2001-07-26 | 850 | 52 | 49 | Vestas Wind Systems A/S | V 52-850 | 621 | Kolding | LAND | Nagbøl | 3a m.fl | 517359.16 | 6146612.22 | SDFE2018 | 203868 | Vestas Wind Systems A/S V 52-850 | Vestas.V52.850
570715000000024559 | 2000-12-22 | 850 | 52 | 44 | Vestas Wind Systems A/S | V 52-850 | 621 | Kolding | LAND | Sjølund by | 2c | 532363.11 | 6140708.64 | SDFE2018 | 203874 | Vestas Wind Systems A/S V 52-850 | Vestas.V52.850
570715000000049613 | 2001-01-02 | 850 | 52 | 46 | Vestas Wind Systems A/S | V 52-850 | 621 | Kolding | LAND | Hvinderup | 11 | 532404.3 | 6133210.29 | SDFE2018 | 200118 | Vestas Wind Systems A/S V 52-850 | Vestas.V52.850
570715000000039324 | 2000-05-26 | 850 | 52 | 49 | Vestas Wind Systems A/S | V 52-850 | 657 | Herning | LAND | Sdr. Lund, Vinding | 2c | 476146.52 | 6235615.28 | SDFE2018 | 40159307 | Vestas Wind Systems A/S V 52-850 | Vestas.V52.850
570715000000056581 | 2002-05-16 | 850 | 52 | 49 | Vestas Wind Systems A/S | V 52-850 | 657 | Herning | LAND | Timring | 10c | 483004.56 | 6223504.87 | SDFE2018 | 7144346 | Vestas Wind Systems A/S V 52-850 | Vestas.V52.850
570715000000056598 | 2002-05-16 | 850 | 52 | 49 | Vestas Wind Systems A/S | V 52-850 | 657 | Herning | LAND | Timring | 14a | 482996.49 | 6223754.71 | SDFE2018 | 7144346 | Vestas Wind Systems A/S V 52-850 | Vestas.V52.850
570715000000056604 | 2002-05-16 | 850 | 52 | 49 | Vestas Wind Systems A/S | V 52-850 | 657 | Herning | LAND | Timring | 4g | 482991.18 | 6224004.09 | SDFE2018 | 7144346 | Vestas Wind Systems A/S V 52-850 | Vestas.V52.850
570715000000056611 | 2002-05-16 | 850 | 52 | 49 | Vestas Wind Systems A/S | V 52-850 | 657 | Herning | LAND | Timring | 4g | 482982.92 | 6224253.79 | SDFE2018 | 7144346 | Vestas Wind Systems A/S V 52-850 | Vestas.V52.850
570715000000059506 | 2002-11-18 | 850 | 52 | 49 | Vestas Wind Systems A/S | V 52-850 | 657 | Herning | LAND | Sdr- Lund, Vinding | 2c | 475896.8 | 6235614.94 | SDFE2018 | 40176 | Vestas Wind Systems A/S V 52-850 | Vestas.V52.850
570715000000059513 | 2002-11-18 | 850 | 52 | 49 | Vestas Wind Systems A/S | V 52-850 | 657 | Herning | LAND | Sdr- Lund, Vinding | 2c | 476399.25 | 6235613.8 | SDFE2018 | 40176 | Vestas Wind Systems A/S V 52-850 | Vestas.V52.850
570715000000059759 | 2002-09-19 | 850 | 52 | 49 | Vestas Wind Systems A/S | V 52-850 | 657 | Herning | LAND | Lergrav Hovedgaard, Aulum | 2d | 485007.4 | 6238167.83 | SDFE2018 | 7144465 | Vestas Wind Systems A/S V 52-850 | Vestas.V52.850
570715000000059780 | 2002-11-28 | 850 | 52 | 42 | Vestas Wind Systems A/S | V 52-850 | 657 | Herning | LAND | Lergrav Hovedgaard | 2ø | 484842.09 | 6238087.53 | SDFE2018 | 7144563 | Vestas Wind Systems A/S V 52-850 | Vestas.V52.850
570715000000059797 | 2002-11-25 | 850 | 52 | 49 | Vestas Wind Systems A/S | V 52-850 | 657 | Herning | LAND | Lergrav Hovedgaard | 2ø | 484853.22 | 6238272.77 | SDFE2018 | 7144565 | Vestas Wind Systems A/S V 52-850 | Vestas.V52.850
570715000000057724 | 2002-11-19 | 850 | 52 | 49 | Vestas Wind Systems A/S | V 52-850 | 756 | Ikast-Brande | LAND | Neder Julianehede, Engesvang | 31 | 517210.5 | 6225635.76 | SDFE2018 | 3055486 | Vestas Wind Systems A/S V 52-850 | Vestas.V52.850
570715000000057731 | 2002-11-19 | 850 | 52 | 49 | Vestas Wind Systems A/S | V 52-850 | 756 | Ikast-Brande | LAND | Neder Julianehede, Engesvang | 31 | 517020.74 | 6225655.33 | SDFE2018 | 3055487 | Vestas Wind Systems A/S V 52-850 | Vestas.V52.850
570715000000087127 | 2009-07-09 | 850 | 52 | 54 | Vestas Wind Systems A/S | V 52-850 | 756 | Ikast-Brande | LAND | Tulstrup by, Ikast | 2 b | 510019.11 | 6227944.76 | SDFE2018 | 4024077 | Vestas Wind Systems A/S V 52-850 | Vestas.V52.850
570715000000087134 | 2009-07-09 | 850 | 52 | 54 | Vestas Wind Systems A/S | V 52-850 | 756 | Ikast-Brande | LAND | Tulstrup by, Ikast | 2 b | 509921.99 | 6228119.18 | SDFE2018 | 4024083 | Vestas Wind Systems A/S V 52-850 | Vestas.V52.850
570715000000087141 | 2009-07-08 | 850 | 52 | 54 | Vestas Wind Systems A/S | V 52-850 | 756 | Ikast-Brande | LAND | Tulstrup by, Ikast | 21 | 509826.75 | 6228294.9 | SDFE2018 | 4024084 | Vestas Wind Systems A/S V 52-850 | Vestas.V52.850
570715000000063978 | 2002-12-18 | 850 | 52 | 49 | Vestas Wind Systems A/S | V 52-850 | 760 | Ringkøbing-Skjern | LAND | Søgård Hovedgård, Holmsland klit | 11ms | 446458.62 | 6207313.27 | SDFE2018 | 85078 | Vestas Wind Systems A/S V 52-850 | Vestas.V52.850
570715000000056055 | 2001-11-21 | 850 | 52 | 49 | Vestas Wind Systems A/S | V 52-850 | 766 | Hedensted | LAND | havrum byhornborg | 4h | 539458.22 | 6187629.21 | SDFE2018 | 1030084 | Vestas Wind Systems A/S V 52-850 | Vestas.V52.850
570715000000056062 | 2001-12-18 | 850 | 52 | 49 | Vestas Wind Systems A/S | V 52-850 | 766 | Hedensted | LAND | Flemming byHornborg | 2e | 542341.31 | 6191635.85 | SDFE2018 | 1030086 | Vestas Wind Systems A/S V 52-850 | Vestas.V52.850
570715000000056079 | 2001-12-18 | 850 | 52 | 49 | Vestas Wind Systems A/S | V 52-850 | 766 | Hedensted | LAND | Flemming byHornborg | 2e | 542447.48 | 6191490.83 | SDFE2018 | 1030087 | Vestas Wind Systems A/S V 52-850 | Vestas.V52.850
570715000000056086 | 2001-12-17 | 850 | 52 | 49 | Vestas Wind Systems A/S | V 52-850 | 766 | Hedensted | LAND | Flemming byHornborg | 2e | 542521.96 | 6191654.31 | SDFE2018 | 1030088 | Vestas Wind Systems A/S V 52-850 | Vestas.V52.850
570715000000056093 | 2001-11-19 | 850 | 52 | 49 | Vestas Wind Systems A/S | V 52-850 | 766 | Hedensted | LAND | havrum byhornborg | 3a | 539302.11 | 6187801.26 | SDFE2018 | 1030085 | Vestas Wind Systems A/S V 52-850 | Vestas.V52.850
570715000000028823 | 2000-12-15 | 850 | 52 | 44 | Vestas Wind Systems A/S | V 52-850 | 773 | Morsø | LAND | Ø.Jølby | 3a | 482072.34 | 6298172.43 | SDFE2018 | 223980 | Vestas Wind Systems A/S V 52-850 | Vestas.V52.850
570715000000028830 | 2001-06-01 | 850 | 52 | 44 | Vestas Wind Systems A/S | V 52-850 | 773 | Morsø | LAND | Ø.Jølby | 6c | 481940.05 | 6298033.62 | SDFE2018 | 223981 | Vestas Wind Systems A/S V 52-850 | Vestas.V52.850
570715000000056260 | 2002-06-14 | 850 | 52 | 49 | Vestas Wind Systems A/S | V 52-850 | 773 | Morsø | LAND | Fredsø by, Lødderup | 9d | 484900.24 | 6292424.18 | SDFE2018 | 224094 | Vestas Wind Systems A/S V 52-850 | Vestas.V52.850
570715000000056277 | 2002-06-14 | 850 | 52 | 49 | Vestas Wind Systems A/S | V 52-850 | 773 | Morsø | LAND | Fredsø By, Lødderup | 5o | 484836.52 | 6292257.4 | SDFE2018 | 224092 | Vestas Wind Systems A/S V 52-850 | Vestas.V52.850
570715000000056499 | 2002-06-14 | 850 | 52 | 49 | Vestas Wind Systems A/S | V 52-850 | 773 | Morsø | LAND | Vils By Vejerslev | 1a | 484773.62 | 6292085.91 | SDFE2018 | 224090 | Vestas Wind Systems A/S V 52-850 | Vestas.V52.850
570715000000056543 | 2002-06-25 | 850 | 52 | 49 | Vestas Wind Systems A/S | V 52-850 | 773 | Morsø | LAND | Lødderup By, Lødderup | 14a | 486759.7 | 6294058.08 | SDFE2018 | 224096 | Vestas Wind Systems A/S V 52-850 | Vestas.V52.850
570715000000056550 | 2002-06-25 | 850 | 52 | 49 | Vestas Wind Systems A/S | V 52-850 | 773 | Morsø | LAND | Lødderup By, Lødderup | 14a | 486760.91 | 6294233.07 | SDFE2018 | 224098 | Vestas Wind Systems A/S V 52-850 | Vestas.V52.850
570715000000056567 | 2002-06-25 | 850 | 52 | 49 | Vestas Wind Systems A/S | V 52-850 | 773 | Morsø | LAND | Lødderup By, Lødderup | 12c | 486761.57 | 6294407.99 | SDFE2018 | 224100 | Vestas Wind Systems A/S V 52-850 | Vestas.V52.850
570715000000058974 | 2002-12-19 | 850 | 52 | 49 | Vestas Wind Systems A/S | V 52 | 773 | Morsø | LAND | Ejerslev By | 5a | 493825.02 | 6309745.16 | SDFE2018 | 224172 | Vestas Wind Systems A/S V 52 | Vestas.V52.850
570715000000058981 | 2002-12-19 | 850 | 52 | 49 | Vestas Wind Systems A/S | V 52 | 773 | Morsø | LAND | Ejerslev by | 4a | 493739.07 | 6309505.02 | SDFE2018 | 224174 | Vestas Wind Systems A/S V 52 | Vestas.V52.850
570715000000070983 | 2003-12-22 | 850 | 52 | 54 | Vestas Wind Systems A/S | V 52-850 | 773 | Morsø | LAND | Mollerup By, Mollerup | 5k | 481639.73 | 6292799.78 | SDFE2018 | 224360 | Vestas Wind Systems A/S V 52-850 | Vestas.V52.850
570715000000070990 | 2003-12-22 | 850 | 52 | 54 | Vestas Wind Systems A/S | V 52-850 | 773 | Morsø | LAND | Mollerup By, Mollerup | 5k | 481619.92 | 6292996.95 | SDFE2018 | 224362 | Vestas Wind Systems A/S V 52-850 | Vestas.V52.850
570715000000018657 | 2000-12-27 | 850 | 52 | 50 | Vestas Wind Systems A/S | V 52-850 | 779 | Skive | LAND | Tøndering By, Tøndering | 10a | 499820 | 6288789.42 | SDFE2018 | 2050335 | Vestas Wind Systems A/S V 52-850 | Vestas.V52.850
570715000000018664 | 2000-12-27 | 850 | 52 | 50 | Vestas Wind Systems A/S | V 52-850 | 779 | Skive | LAND | Tøndering By, Tøndering | 10c | 499648.91 | 6289035.64 | SDFE2018 | 2050336 | Vestas Wind Systems A/S V 52-850 | Vestas.V52.850
570715000000055881 | 2001-10-13 | 850 | 52 | 49 | Vestas Wind Systems A/S | V 52-850 kW | 779 | Skive | LAND | Harreby, Harre | 9k,11d | 496777.48 | 6285910 | SDFE2018 | 2050342 | Vestas Wind Systems A/S V 52-850 kW | Vestas.V52.850
570715000000055898 | 2001-10-13 | 850 | 52 | 50 | Vestas Wind Systems A/S | V 52-850 | 779 | Skive | LAND | Harre by, Harre | 13a | 496375.69 | 6286458.39 | SDFE2018 | 2050343 | Vestas Wind Systems A/S V 52-850 | Vestas.V52.850
570715000000055973 | 2001-11-27 | 850 | 52 | 49 | Vestas Wind Systems A/S | V 52-850 | 779 | Skive | LAND | Harre by, Harre | 11d m.f | 496674.22 | 6286046.16 | SDFE2018 | 2050346 | Vestas Wind Systems A/S V 52-850 | Vestas.V52.850
570715000000057663 | 2002-08-16 | 850 | 52 | 44 | Vestas Wind Systems A/S | V 52-850 | 779 | Skive | LAND | Harre by, Harre | 13a | 496476.19 | 6286321.29 | SDFE2018 | 2050340 | Vestas Wind Systems A/S V 52-850 | Vestas.V52.850
570715000000057670 | 2002-08-19 | 850 | 52 | 49 | Vestas Wind Systems A/S | V 52-850 | 779 | Skive | LAND | Tøndering by, Tøndering | 10a | 499734.65 | 6288912.5 | SDFE2018 | 2050351 | Vestas Wind Systems A/S V 52-850 | Vestas.V52.850
570715000000057694 | 2002-10-11 | 850 | 52 | 49 | Vestas Wind Systems A/S | V 52-850 | 779 | Skive | LAND | Harre By Harre | 126ag13 | 496575.68 | 6286184.39 | SDFE2018 | 2050352 | Vestas Wind Systems A/S V 52-850 | Vestas.V52.850
570715000000057700 | 2002-10-10 | 850 | 52 | 49 | Vestas Wind Systems A/S | V 52-850 | 779 | Skive | LAND | Harre By Harre | 12b | 496275.25 | 6286595.83 | SDFE2018 | 2050353 | Vestas Wind Systems A/S V 52-850 | Vestas.V52.850
570715000000063831 | 2002-12-20 | 850 | 52 | 55 | Vestas Wind Systems A/S | V 52-850 | 779 | Skive | LAND | Møgelthorum, Thorum | 15k | 504726.79 | 6290516.65 | SDFE2018 | 2050358 | Vestas Wind Systems A/S V 52-850 | Vestas.V52.850
570715000000063848 | 2002-12-20 | 850 | 52 | 55 | Vestas Wind Systems A/S | V 52-850 | 779 | Skive | LAND | Junget by, Junget | 4a | 504709.17 | 6290715.8 | SDFE2018 | 2050359 | Vestas Wind Systems A/S V 52-850 | Vestas.V52.850
570715000000063855 | 2002-12-20 | 850 | 52 | 55 | Vestas Wind Systems A/S | V 52-850 | 779 | Skive | LAND | Møgelthorum, Thorum | 13h | 504691.81 | 6290914.9 | SDFE2018 | 2050360 | Vestas Wind Systems A/S V 52-850 | Vestas.V52.850
570715000000063862 | 2002-12-20 | 850 | 52 | 55 | Vestas Wind Systems A/S | V 52-850 | 779 | Skive | LAND | Junget by, Junget | 4a | 504674.56 | 6291114.36 | SDFE2018 | 2050361 | Vestas Wind Systems A/S V 52-850 | Vestas.V52.850
570715000000107078 | 2011-03-24 | 850 | 52 | 54 | Vestas Wind Systems A/S | V 52 | 169 | Høje-Taastrup | LAND | Høje Taastrup by, Høje Taastrup | 9i | 706545.67 | 6173326.04 | SDFE2018 | 1 | Vestas Wind Systems A/S V 52 | Vestas.V52.850
571313174116253585 | 2016-03-01 | 850 | 52 | 44 | Vestas Wind Systems A/S | V 52-850 | 265 | Roskilde | LAND | Veddelev | 61a | 694715.55 | 6175518.33 | SDFE2018 | 5.71e+17 | Vestas Wind Systems A/S V 52-850 | Vestas.V52.850
570715000000059285 | 2002-12-17 | 850 | 52 | 54 | Vestas Wind Systems A/S | V 52-850 | 787 | Thisted | LAND | Harring By, Harring | 8c | 470605.16 | 6302139.68 | SDFE2018 | 160388 | Vestas Wind Systems A/S V 52-850 | Vestas.V52.850
570715000000059308 | 2002-12-17 | 850 | 52 | 54 | Vestas Wind Systems A/S | V 52-850 | 787 | Thisted | LAND | Harring By, Harring | 8c | 470791.94 | 6302435.54 | SDFE2018 | 160394 | Vestas Wind Systems A/S V 52-850 | Vestas.V52.850
570715000000059322 | 2002-12-17 | 850 | 52 | 54 | Vestas Wind Systems A/S | V 52-850 | 787 | Thisted | LAND | Harring By, Harring | 8c | 470698.5 | 6302287.66 | SDFE2018 | 160390 | Vestas Wind Systems A/S V 52-850 | Vestas.V52.850
570715000000056130 | 2001-12-08 | 850 | 52 | 59 | Vestas Wind Systems A/S | V 52-850 | 791 | Viborg | LAND | Tårupgård Hovedgård | 1d | 516486.32 | 6263937.45 | SDFE2018 | 2050349 | Vestas Wind Systems A/S V 52-850 | Vestas.V52.850
570715000000056147 | 2001-12-08 | 850 | 52 | 59 | Vestas Wind Systems A/S | V 52-850 | 791 | Viborg | LAND | Tårupgård Hovedgård | 1d | 516428.58 | 6263751.57 | SDFE2018 | 2050350 | Vestas Wind Systems A/S V 52-850 | Vestas.V52.850
570715000000056154 | 2001-12-19 | 850 | 52 | 50 | Vestas Wind Systems A/S | V 52-850 | 791 | Viborg | LAND | Tårupgård Hovedgård | 1d | 516544.16 | 6264123.61 | SDFE2018 | 2050348 | Vestas Wind Systems A/S V 52-850 | Vestas.V52.850
570715000000083778 | 2008-02-29 | 850 | 52 | 54 | Vestas Wind Systems A/S | V 52-850 | 810 | Brønderslev | LAND | Bolle Fjerding Dronninglund | 52a | 573534.19 | 6332233.7 | SDFE2018 | 70102 | Vestas Wind Systems A/S V 52-850 | Vestas.V52.850
570715000000083792 | 2008-03-07 | 850 | 52 | 54 | Vestas Wind Systems A/S | V 52-850 | 810 | Brønderslev | LAND | Bolle Fjerding Dronninglund | 52a | 573263.98 | 6332206.37 | SDFE2018 | 70101 | Vestas Wind Systems A/S V 52-850 | Vestas.V52.850
570714700000105487 | 2002-12-06 | 800 | 50 | 45 | Nordex | N 50/800 | 400 | Bornholm | LAND | Knudsker | 27u | 866078.45 | 6122662.9 | SDFE2018 | 60124-1 | Nordex N 50/800 | Nordex.N50.800
570714700000105494 | 2002-12-06 | 800 | 50 | 45 | Ukendt | Ukendt | 400 | Bornholm | LAND | Knudsker | 27u | 865966.9 | 6122764 | SDFE2018 | 60124-2 | Ukendt Ukendt | 0
570714700000105500 | 2002-12-06 | 800 | 50 | 45 | Ukendt | Ukendt | 400 | Bornholm | LAND | Knudsker | 27u | 865855.74 | 6122864.8 | SDFE2018 | 60124-3 | Ukendt Ukendt | 0
570715000000054631 | 2000-06-16 | 800 | 50 | 50 | Nordex | N 50/800 | 430 | Faaborg-Midtfyn | LAND | Gislev By, Gislev | 149 | 602426.74 | 6116095.48 | SDFE2018 | 99212 | Nordex N 50/800 | Nordex.N50.800
570715000000060700 | 2002-11-22 | 800 | 50 | 50 | Nordex | N 50/800 | 430 | Faaborg-Midtfyn | LAND | Søllinge By | 14g | 598231.75 | 6128165.02 | SDFE2018 | 99263 | Nordex N 50/800 | Nordex.N50.800
570715000000060717 | 2002-11-22 | 800 | 50 | 50 | Nordex | N 50/800 | 430 | Faaborg-Midtfyn | LAND | Søllinge By | 14g | 598135 | 6128349 | SDFE2018 | 99264 | Nordex N 50/800 | Nordex.N50.800
570715000000051364 | 2000-12-21 | 800 | 50 | 50 | Nordex | N 50/800 | 450 | Nyborg | LAND | Mullerup by,Flød. | 5m | 604831.35 | 6140080.86 | SDFE2018 | 16088 | Nordex N 50/800 | Nordex.N50.800
570715000000051371 | 2000-12-21 | 800 | 50 | 50 | Nordex | N 50/800 | 450 | Nyborg | LAND | Mullerup by, Flød | 6l | 604799.16 | 6140251.49 | SDFE2018 | 16089 | Nordex N 50/800 | Nordex.N50.800
570715000000051388 | 2001-01-24 | 800 | 50 | 50 | Nordex | N 50/800 | 450 | Nyborg | LAND | Mullerup by,Flød. | 6c | 604767.65 | 6140423.03 | SDFE2018 | 16090 | Nordex N 50/800 | Nordex.N50.800
570715000000054648 | 2000-06-16 | 800 | 50 | 50 | Nordex | N 50/800 | 479 | Svendborg | LAND | Ellerup By, Gudbjerg | 3a | 602491.54 | 6115932.11 | SDFE2018 | 99212 | Nordex N 50/800 | Nordex.N50.800
570715000000054518 | 2000-08-21 | 800 | 50 | 50 | Nordex | N 50/800 | 480 | Nordfyns | LAND | Gyrup By, Hjadstrup | 1a | 583983.22 | 6154693.51 | SDFE2018 | 99208 | Nordex N 50/800 | Nordex.N50.800
570715000000054525 | 2000-08-21 | 800 | 50 | 50 | Nordex | N 50/800 | 480 | Nordfyns | LAND | Gyrup By, Hjadstrup | 1a | 583938.81 | 6154835.58 | SDFE2018 | 99208 | Nordex N 50/800 | Nordex.N50.800
570715000000054600 | 2000-04-18 | 800 | 50 | 50 | Nordex | N 50/800 | 480 | Nordfyns | LAND | Toderup By, Særslev | 2a | 572926.71 | 6153949.48 | SDFE2018 | 99211 | Nordex N 50/800 | Nordex.N50.800
570715000000054617 | 2000-04-18 | 800 | 50 | 50 | Nordex | N 50/800 | 480 | Nordfyns | LAND | Toderup By, Særslev | 2d | 573009.82 | 6153727.35 | SDFE2018 | 99211 | Nordex N 50/800 | Nordex.N50.800
570715000000054730 | 2000-11-09 | 800 | 50 | 50 | Nordex | N 50/800 | 480 | Nordfyns | LAND | Moderup By, Særslev | 8c | 572227.31 | 6151967.75 | SDFE2018 | 99217 | Nordex N 50/800 | Nordex.N50.800
570715000000054747 | 2000-11-06 | 800 | 50 | 50 | Nordex | N 50/800 | 480 | Nordfyns | LAND | Moderup By, Særslev | 8c | 571991.4 | 6152160.9 | SDFE2018 | 99217 | Nordex N 50/800 | Nordex.N50.800
570715000000060731 | 2002-12-18 | 800 | 50 | 50 | Nordex | N 50/800 | 480 | Nordfyns | LAND | Gyrup By | 1a | 583893.61 | 6154977.46 | SDFE2018 | 99208 | Nordex N 50/800 | Nordex.N50.800
570715000000051821 | 2000-10-03 | 800 | 50 | 50 | Nordex | N 50/800 | 482 | Langeland | LAND | Helsned By | 10a | 607587.37 | 6078116.56 | SDFE2018 | 16536106 | Nordex N 50/800 | Nordex.N50.800
570715000000051845 | 2000-10-20 | 800 | 50 | 50 | Nordex | N 50/800 | 482 | Langeland | LAND | Tryggelev By, Tryggelev | 16a | 608653.04 | 6075385.92 | SDFE2018 | 18564211 | Nordex N 50/800 | Nordex.N50.800
570715000000064838 | 2003-06-20 | 800 | 50 | 50 | Nordex | N 50/43 | 482 | Langeland | LAND | Rifbjerg by, Simmerbølle | 11a | 611946.84 | 6090842.99 | SDFE2018 | 25540103 | Nordex N 50/43 | Nordex.N50.800
570715000000047756 | 1999-06-09 | 800 | 50 | 46 | Nordex | N 50/800 | 510 | Haderslev | LAND | Vojens | 292 | 520289.28 | 6124566.13 | SDFE2018 | 90435 | Nordex N 50/800 | Nordex.N50.800
570715000000048180 | 2000-04-15 | 800 | 50 | 46 | Nordex | N 50/800 | 510 | Haderslev | LAND | Højrup | 36 | 498164.8 | 6120856.68 | SDFE2018 | 91120 | Nordex N 50/800 | Nordex.N50.800
570715000000048197 | 2000-09-01 | 800 | 0.1 | 0.1 | Ukendt | Ukendt | 510 | Haderslev | LAND | Højrup | 36 | 498267.8 | 6120731.52 | SDFE2018 | 91121 | Ukendt Ukendt | 0
570715000000048333 | 2000-11-03 | 800 | 50 | 46 | Nordex | N 50/800 | 510 | Haderslev | LAND | Vojens | 292 | 520507.97 | 6124795.28 | SDFE2018 | 91361 | Nordex N 50/800 | Nordex.N50.800
570715000000049897 | 2001-02-10 | 800 | 50 | 46 | Nordex | N 50/800 | 510 | Haderslev | LAND | Lunding | 291 | 535298.43 | 6118336.28 | SDFE2018 | 200148 | Nordex N 50/800 | Nordex.N50.800
570715000000049903 | 2001-02-10 | 800 | 50 | 46 | Nordex | N 50/800 | 510 | Haderslev | LAND | Vilstrup | 4 | 535517.23 | 6118349.06 | SDFE2018 | 200149 | Nordex N 50/800 | Nordex.N50.800
570715000000049910 | 2001-02-10 | 800 | 50 | 46 | Nordex | N 50/800 | 510 | Haderslev | LAND | Lunding | 290 | 535736.23 | 6118361.29 | SDFE2018 | 200150 | Nordex N 50/800 | Nordex.N50.800
570715000000060274 | 2002-12-20 | 800 | 50 | 46 | Nordex | N 50/800 | 510 | Haderslev | LAND | Øsby | 452 | 540133.2 | 6121073.41 | SDFE2018 | 200156 | Nordex N 50/800 | Nordex.N50.800
570715000000060281 | 2002-12-20 | 800 | 50 | 46 | Nordex | N 50/800 | 510 | Haderslev | LAND | Øsby | 47 | 539853.63 | 6120790.41 | SDFE2018 | 200157 | Nordex N 50/800 | Nordex.N50.800
570715000000060298 | 2002-12-20 | 800 | 50 | 46 | Nordex | N 50/800 | 510 | Haderslev | LAND | Øsby | 47 | 539571.5 | 6120508.49 | SDFE2018 | 200158 | Nordex N 50/800 | Nordex.N50.800
570715000000048463 | 2000-12-19 | 800 | 50 | 46 | Nordex | N 50/800 | 575 | Vejen | LAND | Tornum | 12 | 496397.62 | 6137805.42 | Stamdata | 91465 | Nordex N 50/800 | Nordex.N50.800
570715000000048289 | 2000-08-01 | 800 | 50 | 46 | Nordex | N 50/800 | 580 | Aabenraa | LAND | Horsbyg | 141 | 516300.15 | 6107730.65 | SDFE2018 | 91326 | Nordex N 50/800 | Nordex.N50.800
570715000000048296 | 2000-08-01 | 800 | 50 | 46 | Nordex | N 50/800 | 580 | Aabenraa | LAND | Egvad | 1 | 516074 | 6108042.32 | Stamdata | 91327 | Nordex N 50/800 | Nordex.N50.800
570715000000048302 | 2000-07-18 | 800 | 50 | 46 | Nordex | N 50/800 | 580 | Aabenraa | LAND | Horsbyg | 143 | 515853.71 | 6108352.41 | SDFE2018 | 91328 | Nordex N 50/800 | Nordex.N50.800
570715000000026690 | 2000-06-26 | 800 | 50 | 50 | Nordex | N 50/800 | 615 | Horsens | LAND | Tønning | 8a | 541830.32 | 6205309.55 | SDFE2018 | 1030076 | Nordex N 50/800 | Nordex.N50.800
570715000000049552 | 2000-09-22 | 800 | 50 | 46 | Nordex | N 50/800 | 621 | Kolding | LAND | Bjerndrup | 50 | 522754.9 | 6130045.66 | SDFE2018 | 200112 | Nordex N 50/800 | Nordex.N50.800
570715000000049729 | 2000-09-26 | 800 | 50 | 46 | Nordex | N 50/800 | 621 | Kolding | LAND | Bjerndrup | 208 | 523169.14 | 6130913.13 | SDFE2018 | 200129 | Nordex N 50/800 | Nordex.N50.800
570715000000025969 | 2000-11-10 | 800 | 50 | 50 | Nordex | N 50/800 | 630 | Vejle | LAND | Enkelundgårde | 1z | 518117 | 6193727.47 | SDFE2018 | 16086 | Nordex N 50/800 | Nordex.N50.800
570715000000025976 | 2000-11-10 | 800 | 50 | 50 | Nordex | N 50/800 | 630 | Vejle | LAND | Enkelundgårde | 1a | 518008.46 | 6193500.65 | SDFE2018 | 16086 | Nordex N 50/800 | Nordex.N50.800
570715000000025983 | 2000-11-10 | 800 | 50 | 50 | Nordex | N 50/800 | 630 | Vejle | LAND | Sejrup by, Thyregod | 10c | 517897.69 | 6193278.09 | SDFE2018 | 16086 | Nordex N 50/800 | Nordex.N50.800
570715000000026577 | 1999-12-25 | 800 | 50 | 45 | Nordex | N 50/800 | 630 | Vejle | LAND | Vindelev by, Vindelev | 3b | 530149.24 | 6183634.17 | SDFE2018 | 1030064 | Nordex N 50/800 | Nordex.N50.800
570715000000026584 | 1999-12-25 | 800 | 50 | 45 | Nordex | N 50/800 | 630 | Vejle | LAND | Vindelev by, Vindelev | 3b | 530144.13 | 6183875.2 | SDFE2018 | 1030065 | Nordex N 50/800 | Nordex.N50.800
570715000000026591 | 2000-06-08 | 800 | 50 | 46 | Nordex | N 50/800 | 630 | Vejle | LAND | Hejsel, Ildved Sogn | 18 | 530731.23 | 6186080.78 | SDFE2018 | 1030066 | Nordex N 50/800 | Nordex.N50.800
570715000000026607 | 2000-06-07 | 800 | 50 | 45 | Nordex | N 50/800 | 630 | Vejle | LAND | Ildved by, Hvejsel | 12a | 530441.46 | 6186012.76 | SDFE2018 | 1030067 | Nordex N 50/800 | Nordex.N50.800
570715000000026614 | 2000-04-19 | 800 | 48 | 46 | Nordex | N 50/46 | 630 | Vejle | LAND | Vindelev by, Vindelev | 2q | 530140.48 | 6184114.27 | SDFE2018 | 1030068 | Nordex N 50/46 | Nordex.N50.800
570715000000026621 | 2000-04-19 | 800 | 46.6 | 46 | Nordex | N 50/800 | 630 | Vejle | LAND | Ildved by, Hvejsel | 8a | 529859.6 | 6185880.26 | SDFE2018 | 1030069 | Nordex N 50/800 | Nordex.N50.800
570715000000026638 | 2000-06-02 | 800 | 50 | 45 | Nordex | N 50/800 | 630 | Vejle | LAND | Ildved by, Hvejsel | 12a | 530151.39 | 6185947.37 | SDFE2018 | 1030070 | Nordex N 50/800 | Nordex.N50.800
570715000000027178 | 2000-04-01 | 800 | 50 | 46 | Nordex | N 50/800 | 630 | Vejle | LAND | Balle by Bredsten | 12a | 522155.97 | 6174031.62 | Stamdata | 60-189 | Nordex N 50/800 | Nordex.N50.800
570715000000027185 | 2000-04-01 | 800 | 50 | 46 | Nordex | N 50/800 | 630 | Vejle | LAND | Balle by Bredsten | 12f | 522060.98 | 6174250.95 | SDFE2018 | 60-190 | Nordex N 50/800 | Nordex.N50.800
570715000000027192 | 2000-10-14 | 800 | 50 | 46 | Nordex | N 50/800 | 630 | Vejle | LAND | Balle by Bredsten | 22 | 521961.63 | 6174477.23 | SDFE2018 | 60-191 | Nordex N 50/800 | Nordex.N50.800
570715000000027208 | 2001-01-17 | 800 | 50 | 46 | Nordex | N 50/800 | 630 | Vejle | LAND | Ravning by Bredsten | 2c | 522079.43 | 6172798.84 | SDFE2018 | 60-192 | Nordex N 50/800 | Nordex.N50.800
570715000000055867 | 2001-10-17 | 800 | 50 | 46 | Nordex | N 50/800 | 630 | Vejle | LAND | Ravning by, Bredsten Sogn, Vejle | 2a | 522091.4 | 6172469.23 | SDFE2018 | 248-60-193 | Nordex N 50/800 | Nordex.N50.800
570715000000055874 | 2001-10-17 | 800 | 50 | 46 | Nordex | N 50/800 | 630 | Vejle | LAND | Ravning by, Bredsten Sogn, Vejle | 2a | 522085.56 | 6172634.08 | SDFE2018 | 248-60-194 | Nordex N 50/800 | Nordex.N50.800
570715000000014017 | 2000-11-13 | 800 | 50 | 50 | Nordex | N 50/800 | 791 | Viborg | LAND | Nøddelund By | 9a | 543084.38 | 6243514.92 | SDFE2018 | 3123140 | Nordex N 50/800 | Nordex.N50.800
570715000000014024 | 2000-12-20 | 800 | 50 | 50 | Nordex | N 50/800 | 791 | Viborg | LAND | Nøddelund By | 5a | 542886.65 | 6243579.09 | SDFE2018 | 3123141 | Nordex N 50/800 | Nordex.N50.800
570715000000034879 | 1998-12-02 | 755 | 48 | 45 | Wincon | W 755/48 | 561 | Esbjerg | LAND | Novrup | 4a | 471193.05 | 6147813.07 | SDFE2018 | 61756 | Wincon W 755/48 | NEG.Micon.NM48.750
570714700000013812 | 2000-10-13 | 750 | 48 | 45 | NEG Micon | NM 48/750 | 320 | Faxe | LAND | Olstrup By, Ulse | 12a | 692338.33 | 6130645.9 | SDFE2018 | 195456 | NEG Micon NM 48/750 | NEG.Micon.NM48.750
570714700000013829 | 2000-10-13 | 750 | 48 | 45 | NEG Micon | NM 48/750 | 320 | Faxe | LAND | Olstrup By, Ulse | 12a | 692170.36 | 6130736.84 | SDFE2018 | 195455 | NEG Micon NM 48/750 | NEG.Micon.NM48.750
570714700000003233 | 1999-09-08 | 750 | 44 | 40 | NEG Micon | NM 1500-750/175 | 326 | Kalundborg | LAND | Solbjerg By, Solbjerg | 3g | 648216.29 | 6148766.75 | SDFE2018 | 061-00155 | NEG Micon NM 1500-750/175 | NEG.Micon.M1500.750
570714700000003240 | 1999-09-08 | 750 | 44 | 40 | NEG Micon | NM 1500-750/175 | 326 | Kalundborg | LAND | Solbjerg By, Solbjerg | 3h | 648358.34 | 6148814.55 | SDFE2018 | 061-00156 | NEG Micon NM 1500-750/175 | NEG.Micon.M1500.750
570714700000003257 | 1999-09-08 | 750 | 44 | 40 | NEG Micon | NM 1500-750/175 | 326 | Kalundborg | LAND | Solbjerg By, Solbjerg | 3i | 648500.53 | 6148861.95 | SDFE2018 | 061-00157 | NEG Micon NM 1500-750/175 | NEG.Micon.M1500.750
570714700000003264 | 1999-09-09 | 750 | 44 | 40 | NEG Micon | NM 1500-750/175 | 326 | Kalundborg | LAND | Kirke-Helsinge By, Kirke Helsinge | 25az | 640149.58 | 6153905.11 | SDFE2018 | 039-02156 | NEG Micon NM 1500-750/175 | NEG.Micon.M1500.750
570714700000003271 | 1999-09-09 | 750 | 44 | 40 | NEG Micon | NM 1500-750/175 | 326 | Kalundborg | LAND | Kirke-Helsinge By, Kirke Helsinge | 25ay | 640002.65 | 6153894.66 | SDFE2018 | 039-02157 | NEG Micon NM 1500-750/175 | NEG.Micon.M1500.750
570714700000003288 | 1999-09-14 | 750 | 44 | 40 | NEG Micon | NM 1500-750/175 | 326 | Kalundborg | LAND | Ulstrup By, Bakkendrup | 16g | 641997.34 | 6157908.84 | SDFE2018 | 006-00151 | NEG Micon NM 1500-750/175 | NEG.Micon.M1500.750
570714700000003295 | 1999-09-14 | 750 | 44 | 40 | NEG Micon | NM 1500-750/175 | 326 | Kalundborg | LAND | Ulstrup By, Bakkendrup | 16h | 642147.46 | 6157910.33 | SDFE2018 | 006-00152 | NEG Micon NM 1500-750/175 | NEG.Micon.M1500.750
570714700000003301 | 1999-09-29 | 750 | 44 | 40 | Micon | M 1500-750/175 | 326 | Kalundborg | LAND | Uglerup By, Buerup | 5l | 649835.45 | 6163001.2 | SDFE2018 | 012-00424 | Micon M 1500-750/175 | NEG.Micon.M1500.750
570714700000003318 | 1999-09-29 | 750 | 44 | 40 | NEG Micon | NM 1500-750/175 | 326 | Kalundborg | LAND | Uglerup By, Buerup | 5k | 649738.17 | 6162900.18 | SDFE2018 | 012-00425 | NEG Micon NM 1500-750/175 | NEG.Micon.M1500.750
570714700000003370 | 1999-11-16 | 750 | 44 | 40 | NEG Micon | NM 1500-750/175 | 326 | Kalundborg | LAND | Birkendegård Hgd., Værslev | 1bm | 639376.3 | 6171333.79 | SDFE2018 | 088-00315 | NEG Micon NM 1500-750/175 | NEG.Micon.M1500.750
570714700000003387 | 1999-11-16 | 750 | 44 | 40 | NEG Micon | NM 1500-750/175 | 326 | Kalundborg | LAND | Birkendegård Hgd., Værslev | 1bl | 639297.72 | 6171227.89 | SDFE2018 | 088-00316 | NEG Micon NM 1500-750/175 | NEG.Micon.M1500.750
570714700000003394 | 1999-11-16 | 750 | 44 | 40 | NEG Micon | NM 1500-750/175 | 326 | Kalundborg | LAND | Birkendegård Hgd., Værslev | 1bi | 639218.31 | 6171122.42 | SDFE2018 | 088-00317 | NEG Micon NM 1500-750/175 | NEG.Micon.M1500.750
570714700000003479 | 2000-01-26 | 750 | 44 | 40 | NEG Micon | NM 1500-750/175 | 326 | Kalundborg | LAND | Svallerup By, Svallerup | 12f | 638633.7 | 6164082.48 | SDFE2018 | 067-02464 | NEG Micon NM 1500-750/175 | NEG.Micon.M1500.750
570714700000003486 | 2000-01-26 | 750 | 44 | 40 | NEG Micon | NM 1500-750/175 | 326 | Kalundborg | LAND | Svallerup By, Svallerup | 12g | 638801.44 | 6164070.08 | SDFE2018 | 067-02465 | NEG Micon NM 1500-750/175 | NEG.Micon.M1500.750
570714700000003493 | 2000-01-26 | 750 | 44 | 40 | NEG Micon | NM 1500-750/175 | 326 | Kalundborg | LAND | Ubby By, Ubby | 21b | 638969.37 | 6164057.98 | SDFE2018 | 067-02466 | NEG Micon NM 1500-750/175 | NEG.Micon.M1500.750
570714700000005473 | 1998-04-03 | 750 | 44 | 46 | NEG Micon | NM 1500-750/175 | 326 | Kalundborg | LAND | Kirke Helsinge By, Kirke Helsinge | 22c | 640327.2 | 6155360.9 | SDFE2018 | 40026243 | NEG Micon NM 1500-750/175 | NEG.Micon.M1500.750
570714700000005480 | 1998-04-24 | 750 | 44 | 46 | NEG Micon | NM 1500-750/175 | 326 | Kalundborg | LAND | Rye By, Gørlev | 12a | 640532.3 | 6155310.67 | SDFE2018 | 40042446 | NEG Micon NM 1500-750/175 | NEG.Micon.M1500.750
570714700000005497 | 1998-04-03 | 750 | 44 | 46 | NEG Micon | NM 1500-750/175 | 326 | Kalundborg | LAND | Rye By, Gørlev | 12i | 640735.87 | 6155261.19 | SDFE2018 | 40042454 | NEG Micon NM 1500-750/175 | NEG.Micon.M1500.750
570714700000012532 | 1999-09-25 | 750 | 48 | 50 | NEG Micon | NM 48/750 | 326 | Kalundborg | LAND | Klovby By, Ubby | 4a | 639660.23 | 6168219.36 | SDFE2018 | 40096690 | NEG Micon NM 48/750 | NEG.Micon.NM48.750
570714700000012549 | 1999-09-28 | 750 | 48 | 50 | NEG Micon | NM 48/750 | 326 | Kalundborg | LAND | Klovby By, Ubby | 4a | 639635.89 | 6168418.38 | SDFE2018 | 40096682 | NEG Micon NM 48/750 | NEG.Micon.NM48.750
570714700000012556 | 1999-09-28 | 750 | 48 | 50 | NEG Micon | NM 48/750 | 326 | Kalundborg | LAND | Klovby By, Ubby | 4a | 639611.99 | 6168617.99 | SDFE2018 | 40096676 | NEG Micon NM 48/750 | NEG.Micon.NM48.750
570714700000012242 | 1998-11-13 | 750 | 48.2 | 45 | NEG Micon | NM 48/750 | 329 | Ringsted | LAND | Mulstrup By, Nordrupøster | 3b | 680126.04 | 6144414.96 | SDFE2018 | 192597 | NEG Micon NM 48/750 | NEG.Micon.NM48.750
570714700000012327 | 1999-04-16 | 750 | 44 | 45 | NEG Micon | NM 48/750 | 329 | Ringsted | LAND | Bedsted Overdrev, Kværkeby | 2ba | 682114.87 | 6145822.47 | SDFE2018 | 192793 | NEG Micon NM 48/750 | NEG.Micon.NM48.750
570714700000002830 | 1998-07-01 | 750 | 44 | 40 | Micon | M 1500 | 330 | Slagelse | LAND | Uoplyst | 4c | 649860.63 | 6130935.54 | SDFE2018 | 192608 | Micon M 1500 | NEG.Micon.M1500.500
570714700000002847 | 1998-07-01 | 750 | 44 | 40 | Micon | M 1500 | 330 | Slagelse | LAND | Uoplyst | 2b | 650662.01 | 6131239.54 | SDFE2018 | 192609 | Micon M 1500 | NEG.Micon.M1500.500
570714700000003349 | 1999-11-09 | 750 | 44 | 40 | NEG Micon | NM 1500-750/175 | 330 | Slagelse | LAND | Stude By, Hemmeshøj | 7f | 643236.19 | 6134372.88 | SDFE2018 | 003-00207 | NEG Micon NM 1500-750/175 | NEG.Micon.M1500.750
570714700000003356 | 1999-11-09 | 750 | 44 | 40 | NEG Micon | NM 1500-750/175 | 330 | Slagelse | LAND | Stude By, Hemmeshøj | 7g | 643369.68 | 6134307.11 | SDFE2018 | 003-00208 | NEG Micon NM 1500-750/175 | NEG.Micon.M1500.750
570714700000003363 | 1999-11-09 | 750 | 44 | 40 | NEG Micon | NM 1500-750/175 | 330 | Slagelse | LAND | Stude By, Hemmeshøj | 7h | 643504.79 | 6134239.03 | SDFE2018 | 003-00209 | NEG Micon NM 1500-750/175 | NEG.Micon.M1500.750
570714700000005404 | 1997-12-23 | 750 | 48 | 50 | NEG Micon | NM 750-1800 | 330 | Slagelse | LAND | Tyvelse By, Sorterup | 3i | 653285.55 | 6149038.19 | SDFE2018 | 40032351 | NEG Micon NM 750-1800 | NEG.Micon.NM48.750
570714700000005411 | 1998-01-30 | 750 | 48 | 50 | NEG Micon | NM 750-1800 | 330 | Slagelse | LAND | Tyvelse By, Sorterup | 3h | 653360.51 | 6148916.88 | SDFE2018 | 40032359 | NEG Micon NM 750-1800 | NEG.Micon.NM48.750
570714700000005428 | 1997-12-23 | 750 | 48 | 50 | NEG Micon | NM 750-1800 | 330 | Slagelse | LAND | Tyvelse By, Sorterup | 3g | 653439.23 | 6148793.51 | SDFE2018 | 40032368 | NEG Micon NM 750-1800 | NEG.Micon.NM48.750
570714700000005466 | 1998-03-18 | 750 | 44 | 40 | NEG Micon | NM 1500-750/175 | 330 | Slagelse | LAND | Nordrup By, Nordrupvester | 6g | 652676.19 | 6151584.45 | SDFE2018 | 40054626 | NEG Micon NM 1500-750/175 | NEG.Micon.M1500.750
570714700000011238 | 1998-05-01 | 750 | 44 | 46 | Micon | M 1500-750/175 | 330 | Slagelse | LAND | Frankerup By, Eggeslevmagle | 4a | 649783.98 | 6130818.4 | SDFE2018 | 191301 | Micon M 1500-750/175 | NEG.Micon.M1500.750
570714700000011245 | 1998-05-01 | 750 | 44 | 46 | NEG Micon | NM 1500-750/175 | 330 | Slagelse | LAND | Frankerup By, Eggeslevmagle | 2a | 650586.89 | 6131122.06 | SDFE2018 | 191354 | NEG Micon NM 1500-750/175 | NEG.Micon.M1500.750
570714700000012907 | 2000-03-10 | 750 | 44 | 40 | NEG Micon | NM 44/750 | 330 | Slagelse | LAND | Stude By, Hemmeshøj | 4e | 644215.53 | 6133569.57 | SDFE2018 | 40014909 | NEG Micon NM 44/750 | NEG.Micon.NM48.750
570714700000012914 | 2000-03-10 | 750 | 44 | 40 | NEG Micon | NM 44/750 | 330 | Slagelse | LAND | Stude By, Hemmeshøj | 4f | 644330.35 | 6133503.34 | SDFE2018 | 40014919 | NEG Micon NM 44/750 | NEG.Micon.NM48.750
570714700000012921 | 2000-03-10 | 750 | 44 | 40 | NEG Micon | NM 44/750 | 330 | Slagelse | LAND | Stude By, Hemmeshøj | 4g | 644444.6 | 6133439.1 | SDFE2018 | 40014928 | NEG Micon NM 44/750 | NEG.Micon.NM48.750
570714700000013065 | 2000-05-26 | 750 | 44 | 40 | NEG Micon | NM 44/750 | 330 | Slagelse | LAND | Hemmeshøj By, Hemmeshøj | 10c | 644694 | 6135014.45 | SDFE2018 | 40014936 | NEG Micon NM 44/750 | NEG.Micon.NM48.750
570714700000013072 | 2000-05-26 | 750 | 44 | 40 | NEG Micon | NM 44/750 | 330 | Slagelse | LAND | Hemmeshøj By, Hemmeshøj | 10c | 644555.05 | 6135085.05 | SDFE2018 | 40014936 | NEG Micon NM 44/750 | NEG.Micon.NM48.750
570714700000013089 | 2000-05-26 | 750 | 44 | 40 | NEG Micon | NM 44/750 | 330 | Slagelse | LAND | Hemmeshøj By, Hemmeshøj | 10c | 644416.43 | 6135156.48 | SDFE2018 | 40014936 | NEG Micon NM 44/750 | NEG.Micon.NM48.750
570714700000013201 | 2000-03-06 | 750 | 44 | 40 | NEG Micon | NM 44/750 | 330 | Slagelse | LAND | Eggeslevmagle | 2a | 650078.58 | 6127118.87 | SDFE2018 | 194302 | NEG Micon NM 44/750 | NEG.Micon.NM48.750
570714700000013218 | 2000-03-06 | 750 | 44 | 40 | NEG Micon | NM 1500-750/175 | 330 | Slagelse | LAND | Eggeslevmagle | 1a m.fl | 649946.22 | 6127038.62 | SDFE2018 | 194303 | NEG Micon NM 1500-750/175 | NEG.Micon.M1500.750
570714700000013485 | 2000-03-06 | 750 | 44 | 40 | NEG Micon | NM 44/750 | 330 | Slagelse | LAND | Eggeslevlille By, Eggeslevmagle | 2b | 650210.84 | 6127198 | SDFE2018 | 194301 | NEG Micon NM 44/750 | NEG.Micon.NM48.750
570714700000011771 | 1998-09-09 | 750 | 48 | 46 | NEG Micon | NM 750-200/48 | 336 | Stevns | LAND | Frøslev | 21a | 711986.73 | 6130845.85 | SDFE2018 | 191571 | NEG Micon NM 750-200/48 | NEG.Micon.NM48.750
570714700000011788 | 1998-09-09 | 750 | 48 | 45 | NEG Micon | NM 48/750 | 336 | Stevns | LAND | Frøslev | 2af24c | 711991.39 | 6131021.93 | SDFE2018 | 191572 | NEG Micon NM 48/750 | NEG.Micon.NM48.750
570714700000011795 | 1998-09-09 | 750 | 48 | 45 | NEG Micon | NM 48/750 | 336 | Stevns | LAND | Frøslev | 21 | 712006.3 | 6131194.75 | SDFE2018 | 191573 | NEG Micon NM 48/750 | NEG.Micon.NM48.750
570714700000011801 | 1998-09-09 | 750 | 48 | 45 | NEG Micon | NM 48/750 | 336 | Stevns | LAND | Frøslev | 21 | 712017.05 | 6131369.47 | SDFE2018 | 191574 | NEG Micon NM 48/750 | NEG.Micon.NM48.750
570714700000011818 | 1998-09-09 | 750 | 48.2 | 45 | NEG Micon | NM 48/750 | 336 | Stevns | LAND | Frøslev | 5af21 | 712026.8 | 6131546.02 | SDFE2018 | 191575 | NEG Micon NM 48/750 | NEG.Micon.NM48.750
570714700000003554 | 2000-08-15 | 750 | 48 | 45 | NEG Micon | NM 750-200/48 | 360 | Lolland | LAND | Uoplyst | 15e | 651844.19 | 6080070.08 | SDFE2018 | 195016 | NEG Micon NM 750-200/48 | NEG.Micon.NM48.750
570714700000003561 | 2000-08-15 | 750 | 48 | 45 | NEG Micon | NM 750-200/48 | 360 | Lolland | LAND | Uoplyst | 15d | 651620.09 | 6080095.34 | SDFE2018 | 195016 | NEG Micon NM 750-200/48 | NEG.Micon.NM48.750
570714700000003578 | 2000-08-15 | 750 | 48 | 45 | NEG Micon | NM 750-200/48 | 360 | Lolland | LAND | Uoplyst | 15f | 651753.49 | 6080274.57 | SDFE2018 | 195016 | NEG Micon NM 750-200/48 | NEG.Micon.NM48.750
570714700000004186 | 1997-01-16 | 750 | 44 | 46 | NEG Micon | NM 750 | 360 | Lolland | LAND | Rødby Markjorder | 244ap | 654095.12 | 6058559.54 | SDFE2018 | 2059234 | NEG Micon NM 750 | NEG.Micon.NM48.750
570714700000004193 | 1997-01-16 | 750 | 44 | 46 | NEG Micon | NM 750 | 360 | Lolland | LAND | Rødby Markjorder | 244av | 654089.26 | 6058367.15 | SDFE2018 | 2059234 | NEG Micon NM 750 | NEG.Micon.NM48.750
570714700000004216 | 1997-01-16 | 750 | 44 | 46 | NEG Micon | NM 750 | 360 | Lolland | LAND | Rødby Markjorder | 244av | 654408.6 | 6058187.75 | SDFE2018 | 2059234 | NEG Micon NM 750 | NEG.Micon.NM48.750
570714700000004223 | 1997-01-16 | 750 | 44 | 46 | NEG Micon | NM 750 | 360 | Lolland | LAND | Rødby Markjorder | 244av | 653926.31 | 6058263.91 | SDFE2018 | 2059234 | NEG Micon NM 750 | NEG.Micon.NM48.750
570714700000004230 | 1997-01-16 | 750 | 44 | 46 | NEG Micon | NM 750 | 360 | Lolland | LAND | Rødby Markjorder | 244av | 654085.88 | 6058174.28 | SDFE2018 | 2059234 | NEG Micon NM 750 | NEG.Micon.NM48.750
570714700000004247 | 1997-01-16 | 750 | 44 | 46 | NEG Micon | NM 750 | 360 | Lolland | LAND | Rødby Markjorder | 244av | 654247.67 | 6058084.23 | SDFE2018 | 2059234 | NEG Micon NM 750 | NEG.Micon.NM48.750
570714700000004254 | 1997-01-16 | 750 | 44 | 46 | NEG Micon | NM 750 | 360 | Lolland | LAND | Rødby Markjorder | 244av | 654403.26 | 6057995.58 | SDFE2018 | 2059234 | NEG Micon NM 750 | NEG.Micon.NM48.750
570714700000004261 | 1997-01-15 | 750 | 44 | 46 | NEG Micon | NM 750 | 360 | Lolland | LAND | Rødby Markjorder | 244au | 654252.76 | 6058470.23 | SDFE2018 | 2059219 | NEG Micon NM 750 | NEG.Micon.NM48.750
570714700000004278 | 1997-01-15 | 750 | 44 | 46 | NEG Micon | NM 750 | 360 | Lolland | LAND | Rødby Markjorder | 244av | 654411.55 | 6058381.21 | SDFE2018 | 2059219 | NEG Micon NM 750 | NEG.Micon.NM48.750
570714700000004285 | 1997-02-05 | 750 | 44 | 46 | NEG Micon | NM 750 | 360 | Lolland | LAND | Pilet By, Olstrup M. Fl. | 7a | 657528.54 | 6058531.53 | SDFE2018 | 2061089 | NEG Micon NM 750 | NEG.Micon.NM48.750
570714700000004292 | 1997-02-05 | 750 | 44 | 46 | NEG Micon | NM 750 | 360 | Lolland | LAND | Pilet By, Olstrup M. Fl. | 7a | 657839 | 6058543.37 | SDFE2018 | 2061089 | NEG Micon NM 750 | NEG.Micon.NM48.750
570714700000004308 | 1997-02-05 | 750 | 44 | 46 | NEG Micon | NM 750 | 360 | Lolland | LAND | Pilet By, Olstrup M. Fl. | 7a | 657914.64 | 6058321.94 | SDFE2018 | 2061089 | NEG Micon NM 750 | NEG.Micon.NM48.750
570714700000006487 | 1998-12-15 | 750 | 48 | 45 | NEG Micon | NM 750 | 360 | Lolland | LAND | Pilet By, Olstrup M. Fl. | 7a | 657685.89 | 6058085.68 | SDFE2018 | 2061087 | NEG Micon NM 750 | NEG.Micon.NM48.750
570714700000006494 | 1998-12-15 | 750 | 48 | 45 | NEG Micon | NM 750 | 360 | Lolland | LAND | Pilet By, Olstrup M. Fl. | 7a | 657765.37 | 6057862.57 | SDFE2018 | 2061087 | NEG Micon NM 750 | NEG.Micon.NM48.750
570714700000006500 | 1998-11-18 | 750 | 41 | 42 | NEG Micon | NM 750 | 360 | Lolland | LAND | Pilet By, Olstrup M. Fl. | 7a | 657990.75 | 6058101.58 | SDFE2018 | 2061086 | NEG Micon NM 750 | NEG.Micon.NM48.750
570714700000012686 | 1999-12-23 | 750 | 48 | 45 | NEG Micon | NM 750 | 360 | Lolland | LAND | Anderstrup By, Engestofte | 5a | 663805.48 | 6072949.7 | SDFE2018 | 194285 | NEG Micon NM 750 | NEG.Micon.NM48.750
570714700000013614 | 2000-08-18 | 750 | 48 | 45 | NEG Micon | NM 48/750 | 360 | Lolland | LAND | Stokkemarke | 15d | 651530.31 | 6080301.61 | SDFE2018 | 194933 | NEG Micon NM 48/750 | NEG.Micon.NM48.750
570714700000106705 | 2003-12-22 | 750 | 48.2 | 45 | NEG Micon | NM 48/750 | 360 | Lolland | LAND | Rødby Markjorder | 244b | 653927.58 | 6058457.1 | SDFE2018 | 2127331 | NEG Micon NM 48/750 | NEG.Micon.NM48.750
570714700000011153 | 1998-02-27 | 750 | 44 | 46 | Micon | M 1500-750/175 | 370 | Næstved | LAND | Spjellerup, Marvede | 10a | 662097.65 | 6120505.03 | SDFE2018 | 190897 | Micon M 1500-750/175 | NEG.Micon.M1500.750
570714700000011160 | 1998-02-27 | 750 | 44 | 46 | Micon | M 1500-750/175 | 370 | Næstved | LAND | Spjellerup, Marvede | 10b | 662064.51 | 6120650.49 | SDFE2018 | 190898 | Micon M 1500-750/175 | NEG.Micon.M1500.750
570714700000011887 | 1998-12-17 | 750 | 48 | 45 | NEG Micon | NM 750 | 370 | Næstved | LAND | Holmegaard, Holme-Olstrup | 1c | 679203.69 | 6127402.4 | SDFE2018 | 192441 | NEG Micon NM 750 | NEG.Micon.NM48.750
570714700000011894 | 1999-02-12 | 750 | 48 | 45 | NEG Micon | NM 48/750 | 370 | Næstved | LAND | Holmegaard Hvgd., Holme-Olstrup | 1a m.fl | 679243.49 | 6127599.61 | SDFE2018 | 192464 | NEG Micon NM 48/750 | NEG.Micon.NM48.750
570714700000012211 | 1999-03-12 | 750 | 48 | 45 | NEG Micon | NM 48/750 | 370 | Næstved | LAND | Fodby By, Næstved | 18a | 671385.33 | 6123963.51 | SDFE2018 | 192592 | NEG Micon NM 48/750 | NEG.Micon.NM48.750
570714700000012228 | 1999-03-12 | 750 | 48 | 46 | NEG Micon | NM 48/750 | 370 | Næstved | LAND | Fodby, Fuglebjerg | 17b | 671390.85 | 6124144.67 | SDFE2018 | 192593 | NEG Micon NM 48/750 | NEG.Micon.NM48.750
570714700000012235 | 1999-03-12 | 750 | 48 | 46 | NEG Micon | NM 48/750 | 370 | Næstved | LAND | Fodby, Fuglebjerg | 17b | 671396.7 | 6124326.08 | SDFE2018 | 192595 | NEG Micon NM 48/750 | NEG.Micon.NM48.750
570714700000012259 | 1999-01-15 | 750 | 48 | 45 | NEG Micon | NM 48/750 | 370 | Næstved | LAND | Menstrup | 9a | 663852.91 | 6122920.85 | SDFE2018 | 192598 | NEG Micon NM 48/750 | NEG.Micon.NM48.750
570714700000012266 | 1999-01-15 | 750 | 48 | 45 | NEG Micon | NM 48/750 | 370 | Næstved | LAND | Menstrup | 9a | 663775.26 | 6122746.61 | SDFE2018 | 192599 | NEG Micon NM 48/750 | NEG.Micon.NM48.750
570714700000012433 | 1999-09-23 | 750 | 48 | 45 | NEG Micon | NM 48/750 | 370 | Næstved | LAND | Ravnsbjerg By, Toksværd | 1a | 684986.53 | 6125864.01 | SDFE2018 | 193848 | NEG Micon NM 48/750 | NEG.Micon.NM48.750
570714700000012440 | 1999-09-23 | 750 | 48 | 45 | NEG Micon | NM 48/750 | 370 | Næstved | LAND | Ravnsbjerg By, Toksværd | 2 | 684975.01 | 6125709.04 | SDFE2018 | 193849 | NEG Micon NM 48/750 | NEG.Micon.NM48.750
570714700000012457 | 1999-09-23 | 750 | 48 | 45 | NEG Micon | NM 48/750 | 370 | Næstved | LAND | Ravnsbjerg By, Toksværd | 2b | 684962.52 | 6125552.54 | SDFE2018 | 193850 | NEG Micon NM 48/750 | NEG.Micon.NM48.750
570714700000012839 | 2000-01-18 | 750 | 48 | 45 | NEG Micon | NM 750 | 370 | Næstved | LAND | Herlufmagle | 1b | 675760.75 | 6132256.92 | SDFE2018 | 194291 | NEG Micon NM 750 | NEG.Micon.NM48.750
570714700000012846 | 2000-01-18 | 750 | 48 | 45 | NEG Micon | NM 750 | 370 | Næstved | LAND | Herlufmagle | 1d | 675993.95 | 6132322.15 | SDFE2018 | 194292 | NEG Micon NM 750 | NEG.Micon.NM48.750
570714700000013836 | 2000-11-10 | 750 | 48 | 42 | NEG Micon | NM 48/750 | 370 | Næstved | LAND | Sandby By Og Sogn | 1a | 673380.85 | 6139740.71 | SDFE2018 | 195341 | NEG Micon NM 48/750 | NEG.Micon.NM48.750
570714700000013843 | 2000-11-10 | 750 | 48 | 45 | NEG Micon | NM 48/750 | 370 | Næstved | LAND | Sandby Hvg Og Sogn | 1a | 673506.93 | 6139612.35 | SDFE2018 | 195342 | NEG Micon NM 48/750 | NEG.Micon.NM48.750
570714700000013935 | 2000-12-21 | 750 | 48 | 45 | NEG Micon | NM 48/750 | 370 | Næstved | LAND | Fodby By Og Sogn | 18a | 671373.56 | 6123605.11 | SDFE2018 | 195528 | NEG Micon NM 48/750 | NEG.Micon.NM48.750
570714700000013942 | 2000-12-21 | 750 | 48 | 45 | NEG Micon | NM 48/750 | 370 | Næstved | LAND | Fodby By Og Sogn | 18a | 671378.69 | 6123784.57 | SDFE2018 | 195529 | NEG Micon NM 48/750 | NEG.Micon.NM48.750
570714700000013959 | 2000-12-21 | 750 | 48 | 45 | Micon | M 48/750 | 370 | Næstved | LAND | Klinteby By, Karrebæk | 2a | 663378.18 | 6119576.86 | SDFE2018 | 2132083 | Micon M 48/750 | NEG.Micon.NM48.750
570714700000013966 | 2000-12-21 | 750 | 48 | 45 | Micon | M 48/750 | 370 | Næstved | LAND | Klinteby By, Karrebæk | 2a | 663195.46 | 6119629.3 | SDFE2018 | 2132103 | Micon M 48/750 | NEG.Micon.NM48.750
570714700000013973 | 2000-12-21 | 750 | 48 | 45 | Micon | M 48/750 | 370 | Næstved | LAND | Klinteby By, Karrebæk | 2a | 663012.58 | 6119680.81 | SDFE2018 | 2132101 | Micon M 48/750 | NEG.Micon.NM48.750
570714700000003547 | 2000-07-15 | 750 | 48 | 45 | NEG Micon | NM 750-200/48 | 376 | Guldborgsund | LAND | Uoplyst | 3d | 677934.6 | 6061583.13 | SDFE2018 | 194972 | NEG Micon NM 750-200/48 | NEG.Micon.NM48.750
570714700000011979 | 1998-12-14 | 750 | 48 | 45 | NEG Micon | NM 48/750 | 376 | Guldborgsund | LAND | Nørre-Ørslev | 1e | 688772.57 | 6077097.81 | SDFE2018 | 192199 | NEG Micon NM 48/750 | NEG.Micon.NM48.750
570714700000011986 | 1998-12-14 | 750 | 48 | 45 | NEG Micon | NM 48/750 | 376 | Guldborgsund | LAND | Tåderup, Tingsted | 5a | 688165.7 | 6077676.92 | SDFE2018 | 192200 | NEG Micon NM 48/750 | NEG.Micon.NM48.750
570714700000011993 | 1998-12-14 | 750 | 48 | 45 | NEG Micon | NM 48/750 | 376 | Guldborgsund | LAND | Hullebæk By, Systofte | 9b | 688316.86 | 6077532.13 | SDFE2018 | 192201 | NEG Micon NM 48/750 | NEG.Micon.NM48.750
570714700000012006 | 1998-12-14 | 750 | 48 | 45 | NEG Micon | NM 48/750 | 376 | Guldborgsund | LAND | Hullebæk By, Systofte | 11a | 688468.6 | 6077387.12 | SDFE2018 | 192202 | NEG Micon NM 48/750 | NEG.Micon.NM48.750
570714700000012013 | 1998-11-04 | 750 | 48 | 45 | NEG Micon | NM 48/750 | 376 | Guldborgsund | LAND | Forneby By, Engestofte | 6 | 664012.09 | 6072921.07 | SDFE2018 | 192205 | NEG Micon NM 48/750 | NEG.Micon.NM48.750
570714700000012020 | 1998-11-04 | 750 | 48 | 46 | NEG Micon | NM 750-200 | 376 | Guldborgsund | LAND | Engestofte By Og Sogn | 6a | 664217.8 | 6072894.33 | SDFE2018 | 192206 | NEG Micon NM 750-200 | NEG.Micon.NM48.750
570714700000012037 | 1998-11-04 | 750 | 48 | 45 | NEG Micon | NM 48/750 | 376 | Guldborgsund | LAND | Forneby By, Engestofte | 6 | 664423.67 | 6072867.04 | SDFE2018 | 192207 | NEG Micon NM 48/750 | NEG.Micon.NM48.750
570714700000012051 | 1998-11-04 | 750 | 48 | 45 | NEG Micon | NM 48/750 | 376 | Guldborgsund | LAND | Engestofte | 6a | 664631.36 | 6072839.97 | SDFE2018 | 192208 | NEG Micon NM 48/750 | NEG.Micon.NM48.750
570714700000012075 | 1998-11-26 | 750 | 48 | 45 | NEG Micon | NM 48/750 | 376 | Guldborgsund | LAND | Toreby | 20d | 680790.52 | 6071839.44 | SDFE2018 | 192227 | NEG Micon NM 48/750 | NEG.Micon.NM48.750
570714700000012082 | 1998-11-26 | 750 | 48 | 45 | NEG Micon | NM 48/750 | 376 | Guldborgsund | LAND | Toreby | 20a | 680787.58 | 6071654.43 | SDFE2018 | 192228 | NEG Micon NM 48/750 | NEG.Micon.NM48.750
570714700000012198 | 1998-12-14 | 750 | 48 | 46 | NEG Micon | NM 48/750 | 376 | Guldborgsund | LAND | Hullebæk By, Systofte | 5c | 688620.36 | 6077241.69 | SDFE2018 | 192198 | NEG Micon NM 48/750 | NEG.Micon.NM48.750
570714700000013461 | 2000-07-07 | 750 | 48 | 45 | NEG Micon | NM 48/750 | 376 | Guldborgsund | LAND | Kettinge By, Nysted Købst. | 26a | 679443.06 | 6062858.68 | SDFE2018 | 194964 | NEG Micon NM 48/750 | NEG.Micon.NM48.750
570714700000013508 | 2000-07-07 | 750 | 48 | 45 | NEG Micon | NM 48/750 | 376 | Guldborgsund | LAND | Kettinge By, Kettinge. | 26k | 679639.49 | 6062853.23 | SDFE2018 | 194963 | NEG Micon NM 48/750 | NEG.Micon.NM48.750
570714700000013522 | 2000-07-07 | 750 | 48 | 45 | NEG Micon | NM 48/750 | 376 | Guldborgsund | LAND | Nysted Købst. | 25a | 679836.7 | 6062847.82 | SDFE2018 | 194962 | NEG Micon NM 48/750 | NEG.Micon.NM48.750
570714700000013539 | 2000-07-07 | 750 | 48 | 45 | NEG Micon | NM 48/750 | 376 | Guldborgsund | LAND | Vantore By, Nysted Købst. | 1e,26 | 679244.87 | 6062864.22 | SDFE2018 | 194965 | NEG Micon NM 48/750 | NEG.Micon.NM48.750
570714700000013546 | 2000-07-07 | 750 | 48 | 45 | NEG Micon | NM 48/750 | 376 | Guldborgsund | LAND | Nysted Købst. | 26a | 679046.98 | 6062869.47 | SDFE2018 | 194957 | NEG Micon NM 48/750 | NEG.Micon.NM48.750
570714700000013553 | 2000-07-07 | 750 | 48 | 45 | NEG Micon | NM 48/750 | 376 | Guldborgsund | LAND | Nysted Købst. | 27a | 678850.49 | 6062874.72 | SDFE2018 | 194966 | NEG Micon NM 48/750 | NEG.Micon.NM48.750
570714700000013560 | 2000-07-19 | 750 | 48 | 45 | NEG Micon | NM 48/750 | 376 | Guldborgsund | LAND | Nysted Købst. | 59r | 676901.48 | 6063281.61 | SDFE2018 | 194969 | NEG Micon NM 48/750 | NEG.Micon.NM48.750
570714700000013577 | 2000-07-12 | 750 | 48 | 45 | NEG Micon | NM 48/750 | 376 | Guldborgsund | LAND | Kettinge By, Nysted Købst | 12 | 677100.72 | 6063275.63 | SDFE2018 | 194968 | NEG Micon NM 48/750 | NEG.Micon.NM48.750
570714700000013584 | 2000-07-12 | 750 | 48 | 45 | NEG Micon | NM 48/750 | 376 | Guldborgsund | LAND | Kettinge By, Nysted Købst. | 11a | 677301.03 | 6063270.66 | SDFE2018 | 194967 | NEG Micon NM 48/750 | NEG.Micon.NM48.750
570714700000013591 | 2000-07-19 | 750 | 48 | 45 | NEG Micon | NM 48/750 | 376 | Guldborgsund | LAND | Nysted Købst. | 1e | 677923.37 | 6061207.13 | SDFE2018 | 194970 | NEG Micon NM 48/750 | NEG.Micon.NM48.750
570714700000013607 | 2000-07-19 | 750 | 48 | 45 | NEG Micon | NM 48/750 | 376 | Guldborgsund | LAND | Nysted Købst. | 1c | 677928.84 | 6061394.87 | SDFE2018 | 194971 | NEG Micon NM 48/750 | NEG.Micon.NM48.750
570714700000003424 | 1999-12-01 | 750 | 44 | 45 | Micon | M 1500 | 390 | Vordingborg | LAND | Uoplyst | 7d | 713969.34 | 6099873.87 | SDFE2018 | 194390 | Micon M 1500 | NEG.Micon.M1500.500
570714700000012778 | 1999-12-23 | 750 | 48 | 45 | NEG Micon | NM 48/750 | 390 | Vordingborg | LAND | Keldby By, Keldby | 7a | 713889.57 | 6099543.21 | SDFE2018 | 194038 | NEG Micon NM 48/750 | NEG.Micon.NM48.750
570714700000012785 | 1999-12-22 | 750 | 48 | 45 | NEG Micon | NM 750-200 | 390 | Vordingborg | LAND | Keldby By, Keldby | 7a | 713929.78 | 6099708.67 | SDFE2018 | 194039 | NEG Micon NM 750-200 | NEG.Micon.NM48.750
570715000000027475 | 1998-12-01 | 750 | 48 | 50 | NEG Micon | NM 750-200/48 | 410 | Middelfart | LAND | Aulby by, Vejlvj | 10 | 551097.72 | 6151178.35 | SDFE2018 | 210183 | NEG Micon NM 750-200/48 | NEG.Micon.NM48.750
570715000000027482 | 1998-12-11 | 750 | 48 | 50 | NEG Micon | NM 750-200/48 | 410 | Middelfart | LAND | Staverby by, Vejlvj | 7e | 550838.98 | 6151203.89 | SDFE2018 | 210182 | NEG Micon NM 750-200/48 | NEG.Micon.NM48.750
570715000000027499 | 1999-02-04 | 750 | 48.2 | 50 | NEG Micon | NM 750-200/48 | 410 | Middelfart | LAND | Staverby by, Vejlby | 16e | 550795.31 | 6151449.42 | SDFE2018 | 210181 | NEG Micon NM 750-200/48 | NEG.Micon.NM48.750
570715000000053825 | 1998-11-27 | 750 | 48 | 50 | NEG Micon | NM 750-200/48 | 410 | Middelfart | LAND | Voldby By, Kavslunde | 3q | 552338.3 | 6149615.31 | SDFE2018 | 99137 | NEG Micon NM 750-200/48 | NEG.Micon.NM48.750
570715000000053832 | 2000-01-26 | 750 | 48 | 50 | NEG Micon | NM 750-200/48 | 410 | Middelfart | LAND | Voldby By, Kavslunde | 5d | 552404.77 | 6149467.5 | SDFE2018 | 99138 | NEG Micon NM 750-200/48 | NEG.Micon.NM48.750
570715000000053849 | 1998-12-10 | 750 | 48 | 50 | NEG Micon | NM 750-200/48 | 410 | Middelfart | LAND | Voldby By, Kavslunde | 3p | 552471.99 | 6149319.24 | SDFE2018 | 99139 | NEG Micon NM 750-200/48 | NEG.Micon.NM48.750
570715000000053856 | 1998-12-23 | 750 | 48 | 42 | NEG Micon | NM 750-200/48 | 410 | Middelfart | LAND | Viby By, Udby | 16a | 554396.33 | 6147354.19 | SDFE2018 | 99140 | NEG Micon NM 750-200/48 | NEG.Micon.NM48.750
570715000000053870 | 1998-10-08 | 750 | 48 | 50 | NEG Micon | NM 750-200/48 | 410 | Middelfart | LAND | Kærbyholm By, Indslev | 3a | 558347.36 | 6147541.09 | SDFE2018 | 99144 | NEG Micon NM 750-200/48 | NEG.Micon.NM48.750
570715000000054549 | 1999-12-21 | 750 | 48 | 50 | NEG Micon | NM 750-200/48 | 410 | Middelfart | LAND | Roerslev By, Roerslev | 13 | 554561.43 | 6147736.91 | SDFE2018 | 99209 | NEG Micon NM 750-200/48 | NEG.Micon.NM48.750
570715000000054846 | 2000-03-16 | 750 | 48 | 50 | NEG Micon | NM 750-200/48 | 410 | Middelfart | LAND | Viby By, Udby | 16a | 554477.94 | 6147546.68 | SDFE2018 | 99223 | NEG Micon NM 750-200/48 | NEG.Micon.NM48.750
570715000000053795 | 1998-12-10 | 750 | 48 | 50 | NEG Micon | NM 750-200/48 | 420 | Assens | LAND | Verninge By, Verninge | 21as | 577875.79 | 6127675.24 | SDFE2018 | 99134 | NEG Micon NM 750-200/48 | NEG.Micon.NM48.750
570715000000053801 | 1998-12-12 | 750 | 48 | 50 | NEG Micon | NM 750-200/48 | 420 | Assens | LAND | Hjelmerup By, Verninge | 13 | 578085.84 | 6127732.22 | SDFE2018 | 99135 | NEG Micon NM 750-200/48 | NEG.Micon.NM48.750
570715000000053818 | 1998-12-10 | 750 | 48 | 50 | NEG Micon | NM 750-200/48 | 420 | Assens | LAND | Hjelmerup By, Verninge | 5a | 578296.08 | 6127789.81 | SDFE2018 | 99136 | NEG Micon NM 750-200/48 | NEG.Micon.NM48.750
570715000000054228 | 1998-11-06 | 750 | 48 | 46 | NEG Micon | NM 1800-600/150 | 420 | Assens | LAND | Haarby By, Haarby | 6q | 570710.22 | 6121354.7 | SDFE2018 | 99177 | NEG Micon NM 1800-600/150 | NEG.Micon.M1500.750
570715000000054235 | 1998-12-22 | 750 | 48 | 50 | NEG Micon | NM 750-200/48 | 420 | Assens | LAND | Nårup By, Verninge | 13a | 573782.27 | 6128897.94 | SDFE2018 | 99178 | NEG Micon NM 750-200/48 | NEG.Micon.NM48.750
570715000000054358 | 1999-05-14 | 750 | 48 | 50 | NEG Micon | NM 750-200/48 | 420 | Assens | LAND | Barløse By, Barløse | 1a | 562158.63 | 6131318 | SDFE2018 | 99196 | NEG Micon NM 750-200/48 | NEG.Micon.NM48.750
570715000000054365 | 1999-05-12 | 750 | 48 | 50 | NEG Micon | NM 750-200/48 | 420 | Assens | LAND | Voldtofte By, Flemløse | 12p | 569134.5 | 6122728.82 | SDFE2018 | 99197 | NEG Micon NM 750-200/48 | NEG.Micon.NM48.750
570715000000054464 | 1999-09-29 | 750 | 48 | 50 | NEG Micon | NM 750-200/48 | 420 | Assens | LAND | Voldtofte By, Flemløse | 3a | 566814.12 | 6120775.69 | SDFE2018 | 99204 | NEG Micon NM 750-200/48 | NEG.Micon.NM48.750
570715000000054471 | 1999-10-15 | 750 | 48 | 50 | NEG Micon | NM 750-200/48 | 420 | Assens | LAND | Voldtofte By, Flemløse | 3r | 566922.32 | 6120669.7 | SDFE2018 | 99205 | NEG Micon NM 750-200/48 | NEG.Micon.NM48.750
570715000000054488 | 1999-10-01 | 750 | 48 | 50 | NEG Micon | NM 750-200/48 | 420 | Assens | LAND | Voldtofte By, Flemløse | 8a | 567029.83 | 6120560.73 | SDFE2018 | 99206 | NEG Micon NM 750-200/48 | NEG.Micon.NM48.750
570715000000054495 | 1999-10-07 | 750 | 48 | 50 | NEG Micon | NM 750-200/48 | 420 | Assens | LAND | Barløse By, Barløse | 1a | 562176.07 | 6131462.28 | SDFE2018 | 99207 | NEG Micon NM 750-200/48 | NEG.Micon.NM48.750
570715000000054693 | 1999-12-16 | 750 | 48 | 50 | NEG Micon | NM 750-200/48 | 420 | Assens | LAND | Flemløse By | 4s | 569104.61 | 6123738.4 | SDFE2018 | 101295 | NEG Micon NM 750-200/48 | NEG.Micon.NM48.750
570715000000054709 | 2000-12-01 | 750 | 48 | 50 | NEG Micon | NM 750-200/48 | 420 | Assens | LAND | Flemløse By | 3a | 568736.85 | 6123606.21 | SDFE2018 | 101296 | NEG Micon NM 750-200/48 | NEG.Micon.NM48.750
570715000000054921 | 2000-10-03 | 750 | 48 | 50 | NEG Micon | NM 750-200/48 | 420 | Assens | LAND | Langsted By, Verninge | 14a | 574859.93 | 6127695.59 | SDFE2018 | 99233 | NEG Micon NM 750-200/48 | NEG.Micon.NM48.750
570715000000054969 | 2000-11-09 | 750 | 48 | 50 | NEG Micon | NM 750-200/48 | 420 | Assens | LAND | Langsted By, Verninge | 13c | 575005.05 | 6127678.32 | SDFE2018 | 99239 | NEG Micon NM 750-200/48 | NEG.Micon.NM48.750
570715000000055225 | 2001-12-20 | 750 | 48 | 50 | NEG Micon | NM 750-200/48 | 420 | Assens | LAND | Render By, Brylle | 5f | 579399.44 | 6133299.54 | SDFE2018 | 99259 | NEG Micon NM 750-200/48 | NEG.Micon.NM48.750
570715000000055232 | 2001-12-20 | 750 | 48 | 50 | NEG Micon | NM 750-200/48 | 420 | Assens | LAND | Render By, Brylle | 3v | 579600.25 | 6133092.84 | SDFE2018 | 99259 | NEG Micon NM 750-200/48 | NEG.Micon.NM48.750
570715000000055287 | 2001-12-07 | 750 | 48 | 50 | NEG Micon | NM 750-200/48 | 420 | Assens | LAND | Ålsbo By, Rørup | 2a | 563138.27 | 6141351.63 | SDFE2018 | 99261 | NEG Micon NM 750-200/48 | NEG.Micon.NM48.750
570715000000055294 | 2001-12-07 | 750 | 48 | 50 | NEG Micon | NM 750-200/48 | 420 | Assens | LAND | Ålsbo By, Rørup | 2a | 563199.33 | 6141201.67 | SDFE2018 | 99261 | NEG Micon NM 750-200/48 | NEG.Micon.NM48.750
570715000000055300 | 2002-11-12 | 750 | 48 | 50 | NEG Micon | NM 750-200/48 | 420 | Assens | LAND | Ålsbo By, Rørup | 2a | 563260.53 | 6141051.1 | SDFE2018 | 127636 | NEG Micon NM 750-200/48 | NEG.Micon.NM48.750
570715000000055560 | 1999-10-01 | 750 | 48 | 46 | NEG Micon | NM 750 | 420 | Assens | LAND | Jordløse by | 6s | 573818.25 | 6116450.37 | SDFE2018 | 12440 | NEG Micon NM 750 | NEG.Micon.NM48.750
570715000000055805 | 2001-12-20 | 750 | 48 | 50 | NEG Micon | NM 750-200/48 | 420 | Assens | LAND | Brylle By, Brylle | 4a | 579594.78 | 6132777.89 | SDFE2018 | 99259 | NEG Micon NM 750-200/48 | NEG.Micon.NM48.750
570715000000055812 | 2001-12-20 | 750 | 48 | 50 | NEG Micon | NM 750-200/48 | 420 | Assens | LAND | Brylle By, Brylle | 4a | 579493.67 | 6132606.28 | SDFE2018 | 99259 | NEG Micon NM 750-200/48 | NEG.Micon.NM48.750
570715000000056246 | 2001-12-20 | 750 | 48 | 50 | NEG Micon | NM 750-200/48 | 420 | Assens | LAND | Flemløse By | 8a | 568921.45 | 6123671.22 | SDFE2018 | 101297 | NEG Micon NM 750-200/48 | NEG.Micon.NM48.750
570715000000053771 | 1998-09-11 | 750 | 48 | 50 | NEG Micon | NM 750-200/48 | 430 | Faaborg-Midtfyn | LAND | Nr. Lyndelse By, Nr. Lyndelse | 4a | 590113.7 | 6129873.16 | SDFE2018 | 99132 | NEG Micon NM 750-200/48 | NEG.Micon.NM48.750
570715000000054396 | 1999-08-30 | 750 | 48 | 50 | NEG Micon | NM 750-200/48 | 430 | Faaborg-Midtfyn | LAND | Rynkebygård, Ringe | 1a | 592070.15 | 6124929.79 | SDFE2018 | 99201 | NEG Micon NM 750-200/48 | NEG.Micon.NM48.750
570715000000054402 | 1999-08-30 | 750 | 48 | 50 | NEG Micon | NM 750-200/48 | 430 | Faaborg-Midtfyn | LAND | Rynkebygård, Ringe | 1a | 592256.42 | 6124855.75 | SDFE2018 | 99201 | NEG Micon NM 750-200/48 | NEG.Micon.NM48.750
570715000000054419 | 1999-08-30 | 750 | 48 | 50 | NEG Micon | NM 750-200/48 | 430 | Faaborg-Midtfyn | LAND | Rynkebygård, Ringe | 1a | 592305.2 | 6124661.98 | SDFE2018 | 99201 | NEG Micon NM 750-200/48 | NEG.Micon.NM48.750
570715000000054716 | 2000-01-25 | 750 | 48 | 50 | NEG Micon | NM 750-200/48 | 430 | Faaborg-Midtfyn | LAND | Nr. Søby By, Nr. Søby | 20a | 588198.67 | 6125094.08 | SDFE2018 | 99215 | NEG Micon NM 750-200/48 | NEG.Micon.NM48.750
570715000000055010 | 2000-11-22 | 750 | 48 | 50 | NEG Micon | NM 48/750 | 430 | Faaborg-Midtfyn | LAND | Rolfsted By, Rolfsted | 69b | 598362.06 | 6130484.42 | SDFE2018 | 99241 | NEG Micon NM 48/750 | NEG.Micon.NM48.750
570715000000055119 | 2001-02-01 | 750 | 48 | 50 | NEG Micon | NM 750-200/48 | 430 | Faaborg-Midtfyn | LAND | Søby Søgård Nr. Søby | 1ax | 586128.13 | 6126826.82 | SDFE2018 | 101190 | NEG Micon NM 750-200/48 | NEG.Micon.NM48.750
570715000000055126 | 2000-11-24 | 750 | 48 | 50 | NEG Micon | NM 750-200/48 | 430 | Faaborg-Midtfyn | LAND | Søby Søgård Nr. Søby | 1ay | 585910.14 | 6126797.12 | SDFE2018 | 101191 | NEG Micon NM 750-200/48 | NEG.Micon.NM48.750
570715000000055546 | 1998-10-14 | 750 | 48 | 46 | NEG Micon | NM 750 | 430 | Faaborg-Midtfyn | LAND | Sallinge by | 5g | 586009.65 | 6119733.39 | SDFE2018 | 13223 | NEG Micon NM 750 | NEG.Micon.NM48.750
570715000000051265 | 1998-12-02 | 750 | 44 | 50 | NEG Micon | NM 44/750 | 440 | Kerteminde | LAND | Marslev by,Mars | 36q | 597112.43 | 6140057.78 | SDFE2018 | 15722 | NEG Micon NM 44/750 | NEG.Micon.NM48.750
570715000000051272 | 1998-12-02 | 750 | 44 | 50 | NEG Micon | NM 44/750 | 440 | Kerteminde | LAND | Marslev by,Mars | 36g | 597196.26 | 6140234.09 | SDFE2018 | 15723 | NEG Micon NM 44/750 | NEG.Micon.NM48.750
570715000000053740 | 1998-10-20 | 750 | 48 | 48 | NEG Micon | NM 750-200/48 | 450 | Nyborg | LAND | Langå By, Langå | 9i | 610741.24 | 6117850.5 | SDFE2018 | 99129 | NEG Micon NM 750-200/48 | NEG.Micon.NM48.750
570715000000053757 | 1998-11-10 | 750 | 48 | 50 | NEG Micon | NM 750-200/48 | 450 | Nyborg | LAND | Langå By, Langå | 7a | 610364.92 | 6118312.65 | SDFE2018 | 99130 | NEG Micon NM 750-200/48 | NEG.Micon.NM48.750
570715000000053764 | 1998-11-26 | 750 | 48 | 50 | NEG Micon | NM 750-200/48 | 450 | Nyborg | LAND | Langå By, Langå | 2d | 610257.82 | 6118613.99 | SDFE2018 | 99131 | NEG Micon NM 750-200/48 | NEG.Micon.NM48.750
570715000000053931 | 1999-03-18 | 750 | 48 | 50 | NEG Micon | NM 750-200/48 | 450 | Nyborg | LAND | Lamdrup By, Svindinge | 19a | 606031.35 | 6120582.83 | SDFE2018 | 99146 | NEG Micon NM 750-200/48 | NEG.Micon.NM48.750
570715000000053948 | 1999-03-17 | 750 | 48 | 50 | NEG Micon | NM 750-200/48 | 450 | Nyborg | LAND | Lamdrup By, Svindinge | 19a | 606056.55 | 6120764.67 | SDFE2018 | 99146 | NEG Micon NM 750-200/48 | NEG.Micon.NM48.750
570715000000053955 | 1999-03-12 | 750 | 48 | 50 | NEG Micon | NM 750-200/48 | 450 | Nyborg | LAND | Lamdrup By, Svindinge | 19a | 606081.8 | 6120946.09 | SDFE2018 | 99146 | NEG Micon NM 750-200/48 | NEG.Micon.NM48.750
570715000000054013 | 1999-03-10 | 750 | 48 | 50 | NEG Micon | NM 750-200/48 | 450 | Nyborg | LAND | Frørup By, Frørup | 42e | 611525.11 | 6123194.28 | SDFE2018 | 99149 | NEG Micon NM 750-200/48 | NEG.Micon.NM48.750
570715000000054020 | 1999-03-09 | 750 | 48 | 50 | NEG Micon | NM 750-200/48 | 450 | Nyborg | LAND | Frørup By, Frørup | 42d | 611509.87 | 6123039.26 | SDFE2018 | 99149 | NEG Micon NM 750-200/48 | NEG.Micon.NM48.750
570715000000054037 | 1999-03-09 | 750 | 48 | 50 | NEG Micon | NM 750-200/48 | 450 | Nyborg | LAND | Frørup By, Frørup | 42c | 611494.53 | 6122884.96 | SDFE2018 | 99149 | NEG Micon NM 750-200/48 | NEG.Micon.NM48.750
570715000000054662 | 2000-01-20 | 750 | 48 | 50 | NEG Micon | NM 750-200/48 | 450 | Nyborg | LAND | Refsvindige By, Refsvindige | 27a | 606377.12 | 6126996.38 | SDFE2018 | 99213 | NEG Micon NM 750-200/48 | NEG.Micon.NM48.750
570715000000054679 | 2000-01-20 | 750 | 48 | 50 | NEG Micon | NM 750-200/48 | 450 | Nyborg | LAND | Refsvindige By, Refsvindige | 10a | 606173.99 | 6126882.6 | SDFE2018 | 99213 | NEG Micon NM 750-200/48 | NEG.Micon.NM48.750
570715000000054778 | 2000-01-21 | 750 | 48 | 50 | NEG Micon | NM 750-200/48 | 450 | Nyborg | LAND | Æble By, Ørbæk | 3a | 608480.93 | 6126055.96 | SDFE2018 | 99219 | NEG Micon NM 750-200/48 | NEG.Micon.NM48.750
570715000000054785 | 2000-04-12 | 750 | 48 | 50 | NEG Micon | NM 750-200/48 | 450 | Nyborg | LAND | Sentved By, Ørbæk | 5e | 608630.06 | 6125844.97 | SDFE2018 | 99219 | NEG Micon NM 750-200/48 | NEG.Micon.NM48.750
570715000000054792 | 2000-01-21 | 750 | 48 | 50 | NEG Micon | NM 750-200/48 | 450 | Nyborg | LAND | Sentved By, Ørbæk | 3a | 608780.14 | 6125634.38 | SDFE2018 | 99219 | NEG Micon NM 750-200/48 | NEG.Micon.NM48.750
570715000000054815 | 2000-03-01 | 750 | 48 | 50 | NEG Micon | NM 750-200/48 | 450 | Nyborg | LAND | Slude By, Frørup | 1a | 610311.48 | 6124532.25 | SDFE2018 | 99222 | NEG Micon NM 750-200/48 | NEG.Micon.NM48.750
570715000000054822 | 2000-04-27 | 750 | 48 | 50 | NEG Micon | NM 750-200/48 | 450 | Nyborg | LAND | Frørup By, Frørup | 26d | 610352.69 | 6124337.06 | SDFE2018 | 99222 | NEG Micon NM 750-200/48 | NEG.Micon.NM48.750
570715000000054839 | 2000-03-01 | 750 | 48 | 50 | NEG Micon | NM 750-200/48 | 450 | Nyborg | LAND | Frørup By, Frørup | 28c | 610393.6 | 6124141.06 | SDFE2018 | 99222 | NEG Micon NM 750-200/48 | NEG.Micon.NM48.750
570715000000054853 | 1999-12-22 | 750 | 48 | 50 | NEG Micon | NM 750-200/48 | 450 | Nyborg | LAND | Biskopstop By, Skellerup | 2f | 606642.13 | 6132877.01 | SDFE2018 | 99224 | NEG Micon NM 750-200/48 | NEG.Micon.NM48.750
570715000000055140 | 2001-02-26 | 750 | 48 | 50 | NEG Micon | NM 750-200/48 | 450 | Nyborg | LAND | Øksendrup By, Øksendrup | 15 | 611553.47 | 6119611.2 | SDFE2018 | 99252 | NEG Micon NM 750-200/48 | NEG.Micon.NM48.750
570715000000055713 | 1999-12-22 | 750 | 48 | 50 | NEG Micon | NM 48/750 | 450 | Nyborg | LAND | Biskopstorp By, Skellerup | 1c | 606534.52 | 6133101.6 | SDFE2018 | 99216 | NEG Micon NM 48/750 | NEG.Micon.NM48.750
570715000000056185 | 2001-12-21 | 750 | 48 | 50 | NEG Micon | NM 750-200/48 | 450 | Nyborg | LAND | Ullerslev by | 6a | 603435.09 | 6137032.95 | SDFE2018 | 99232 | NEG Micon NM 750-200/48 | NEG.Micon.NM48.750
570715000000056192 | 2001-12-21 | 750 | 48 | 50 | NEG Micon | NM 750-200/48 | 450 | Nyborg | LAND | Ullerslev by | 6a | 603256.89 | 6137151.82 | SDFE2018 | 99232 | NEG Micon NM 750-200/48 | NEG.Micon.NM48.750
570715000000056222 | 2000-07-04 | 750 | 48 | 50 | NEG Micon | NM 750-200/48 | 450 | Nyborg | LAND | Ullerslev by | 6d | 603243.95 | 6136934.42 | SDFE2018 | 101197 | NEG Micon NM 750-200/48 | NEG.Micon.NM48.750
570715000000053788 | 1998-09-11 | 750 | 48 | 45 | NEG Micon | NM 48/750 | 461 | Odense | LAND | Stenløse By, Stenløse | 8ak | 586154.44 | 6132036.75 | SDFE2018 | 99133 | NEG Micon NM 48/750 | NEG.Micon.NM48.750
570715000000054884 | 2000-07-04 | 750 | 48 | 45 | NEG Micon | NM 750-200/48 | 461 | Odense | LAND | Højby By, Højby | 7b | 592342.01 | 6130793.7 | SDFE2018 | 101195 | NEG Micon NM 750-200/48 | NEG.Micon.NM48.750
570715000000054891 | 2000-03-28 | 750 | 48 | 45 | NEG Micon | NM 750-200/48 | 461 | Odense | LAND | Højby By, Højby | 5ax | 592437.65 | 6130641.65 | SDFE2018 | 101196 | NEG Micon NM 750-200/48 | NEG.Micon.NM48.750
570715000000053894 | 1999-01-14 | 750 | 48 | 50 | NEG Micon | NM 750-200/48 | 480 | Nordfyns | LAND | Uggerslev By, Uggerslev | 12m | 581817.17 | 6156574.99 | SDFE2018 | 99145 | NEG Micon NM 750-200/48 | NEG.Micon.NM48.750
570715000000053900 | 1999-01-12 | 750 | 48 | 50 | NEG Micon | NM 750-200/48 | 480 | Nordfyns | LAND | Uggerslev By, Uggerslev | 12n | 581801.23 | 6156406.1 | SDFE2018 | 99145 | NEG Micon NM 750-200/48 | NEG.Micon.NM48.750
570715000000053917 | 1999-01-12 | 750 | 48 | 50 | NEG Micon | NM 750-200/48 | 480 | Nordfyns | LAND | Uggerslev By, Uggerslev | 20k | 581782.25 | 6156238.92 | SDFE2018 | 99145 | NEG Micon NM 750-200/48 | NEG.Micon.NM48.750
570715000000053979 | 1999-05-12 | 750 | 48 | 50 | NEG Micon | NM 750-200/48 | 480 | Nordfyns | LAND | Emmelev By, Hjadstrup | 4a | 585924.39 | 6156018.54 | SDFE2018 | 99148 | NEG Micon NM 750-200/48 | NEG.Micon.NM48.750
570715000000053986 | 1999-05-12 | 750 | 48 | 50 | NEG Micon | NM 750-200/48 | 480 | Nordfyns | LAND | Emmelev By, Hjadstrup | 4a | 586174.82 | 6155892.74 | SDFE2018 | 99148 | NEG Micon NM 750-200/48 | NEG.Micon.NM48.750
570715000000053993 | 1999-05-12 | 750 | 48 | 50 | NEG Micon | NM 750-200/48 | 480 | Nordfyns | LAND | Emmelev By, Hjadstrup | 4a | 586425.64 | 6155768.17 | SDFE2018 | 99148 | NEG Micon NM 750-200/48 | NEG.Micon.NM48.750
570715000000054433 | 1999-10-14 | 750 | 48 | 50 | NEG Micon | NM 750-200/48 | 480 | Nordfyns | LAND | Egense By, Norup | 17c | 589699.2 | 6156760.84 | SDFE2018 | 99203 | NEG Micon NM 750-200/48 | NEG.Micon.NM48.750
570715000000054440 | 1999-08-24 | 750 | 48 | 50 | NEG Micon | NM 750-200/48 | 480 | Nordfyns | LAND | Egense By, Norup | 17a | 589433.84 | 6156722.89 | SDFE2018 | 99203 | NEG Micon NM 750-200/48 | NEG.Micon.NM48.750
570715000000054457 | 1999-10-15 | 750 | 48 | 50 | NEG Micon | NM 750-200/48 | 480 | Nordfyns | LAND | Norup Strand, Norup | 2eo | 589365.29 | 6156982.01 | SDFE2018 | 99203 | NEG Micon NM 750-200/48 | NEG.Micon.NM48.750
570715000000054563 | 2000-04-06 | 750 | 48 | 50 | NEG Micon | NM 750-200/48 | 480 | Nordfyns | LAND | Roerslev By. Nr. Nærå | 4f | 584583.51 | 6158277.8 | SDFE2018 | 101192 | NEG Micon NM 750-200/48 | NEG.Micon.NM48.750
570715000000054570 | 2000-07-06 | 750 | 48 | 50 | NEG Micon | NM 750-200/48 | 480 | Nordfyns | LAND | Roerslev By. Nr. Nærå | 4f | 584389.7 | 6158262.88 | SDFE2018 | 101193 | NEG Micon NM 750-200/48 | NEG.Micon.NM48.750
570715000000054587 | 1999-12-28 | 750 | 48 | 50 | NEG Micon | NM 750-200/48 | 480 | Nordfyns | LAND | Roerslev By. Nr. Nærå | 6d | 584195.34 | 6158248.18 | SDFE2018 | 101194 | NEG Micon NM 750-200/48 | NEG.Micon.NM48.750
570715000000051555 | 1999-01-08 | 750 | 48 | 50 | NEG Micon | NM 750-200/48 | 482 | Langeland | LAND | Skrøbelev By, Skrøbelev | 16c | 611818.04 | 6089483.5 | SDFE2018 | 1756151 | NEG Micon NM 750-200/48 | NEG.Micon.NM48.750
570715000000051562 | 1998-08-20 | 750 | 48 | 50 | NEG Micon | NM 750-200/48 | 482 | Langeland | LAND | Skrøbelev By, Skrøbelev | 6a | 611915.47 | 6088300.77 | SDFE2018 | 1756222 | NEG Micon NM 750-200/48 | NEG.Micon.NM48.750
570715000000051685 | 1998-08-25 | 750 | 48 | 50 | NEG Micon | NM 750-200/48 | 482 | Langeland | LAND | Torpe By, Torpe | 6a | 612117.93 | 6086131.8 | SDFE2018 | 5852212 | NEG Micon NM 750-200/48 | NEG.Micon.NM48.750
570715000000060458 | 2002-11-21 | 750 | 48.2 | 50 | NEG Micon | NM 48/750 | 482 | Langeland | LAND | Torpe By, Skrøbelev | 6a | 612282.27 | 6086082.68 | SDFE2018 | 05 852 512 | NEG Micon NM 48/750 | NEG.Micon.NM48.750
570715000000064845 | 2003-12-31 | 750 | 48 | 50 | NEG Micon | NM 48/750 | 482 | Langeland | LAND | Skattebølle by, Stoense | 1a | 620388.82 | 6106911.05 | SDFE2018 | 37436110 | NEG Micon NM 48/750 | NEG.Micon.NM48.750
570715000000051043 | 1999-12-15 | 750 | 48.2 | 45 | NEG Micon | NM 48/750 | 510 | Haderslev | LAND | Revsø | 109 | 517866.46 | 6132498.72 | SDFE2018 | 200294 | NEG Micon NM 48/750 | NEG.Micon.NM48.750
570715000000025808 | 1998-10-14 | 750 | 48 | 55 | NEG Micon | NM 48/750 | 530 | Billund | LAND | Bøvl by | 6d | 495003.38 | 6192977.21 | SDFE2018 | 16075 | NEG Micon NM 48/750 | NEG.Micon.NM48.750
570715000000025815 | 1999-07-23 | 750 | 48 | 55 | NEG Micon | NM 48/750 | 530 | Billund | LAND | Bøvl by | 2p | 494956.64 | 6193119.75 | SDFE2018 | 16075 | NEG Micon NM 48/750 | NEG.Micon.NM48.750
570715000000034701 | 1998-11-27 | 750 | 48 | 46 | NEG Micon | NM 750-200/48 | 530 | Billund | LAND | Morsbøl By, Grindsted | 1v | 491991.21 | 6175888.57 | SDFE2018 | 61529 | NEG Micon NM 750-200/48 | NEG.Micon.NM48.750
570715000000034718 | 1998-10-22 | 750 | 48 | 46 | NEG Micon | NM 750-200/48 | 530 | Billund | LAND | Morsbøl By, Grindsted | 1bf | 491990.81 | 6175720.73 | SDFE2018 | 61530 | NEG Micon NM 750-200/48 | NEG.Micon.NM48.750
570715000000035623 | 1999-10-01 | 750 | 44 | 50 | NEG Micon | NM 44/750 | 530 | Billund | LAND | Eg by | 1z | 488143.07 | 6180635.82 | SDFE2018 | 62162 | NEG Micon NM 44/750 | NEG.Micon.NM48.750
570715000000045455 | 1996-11-30 | 750 | 44 | 46 | NEG Micon | NM 1500-750/175 | 550 | Tønder | LAND | Roost, Arrild | 227b | 500797.42 | 6107787.9 | SDFE2018 | 22860 | NEG Micon NM 1500-750/175 | NEG.Micon.M1500.750
570715000000045462 | 1996-10-07 | 750 | 43 | 46 | NEG Micon | NM 1500-750/175 | 550 | Tønder | LAND | Roost, Arrild | 208 | 500450.47 | 6107995.03 | SDFE2018 | 22860 | NEG Micon NM 1500-750/175 | NEG.Micon.M1500.750
570715000000045479 | 1996-10-07 | 750 | 44 | 46 | NEG Micon | NM 1500-750/175 | 550 | Tønder | LAND | Roost, Arrild | 207 | 500624.19 | 6107891.54 | SDFE2018 | 22860 | NEG Micon NM 1500-750/175 | NEG.Micon.M1500.750
570715000000045622 | 1997-09-09 | 750 | 48 | 45 | NEG Micon | NM 48/750 | 550 | Tønder | LAND | Arrild | 316 | 497331.1 | 6110054.84 | SDFE2018 | 23028 | NEG Micon NM 48/750 | NEG.Micon.NM48.750
570715000000046490 | 1997-01-10 | 750 | 44 | 46 | NEG Micon | NM 1500-750/175 | 550 | Tønder | LAND | Drengsted | 66 | 491265.77 | 6105280.03 | SDFE2018 | 32354 | NEG Micon NM 1500-750/175 | NEG.Micon.M1500.750
570715000000046506 | 1997-01-10 | 750 | 44 | 46 | NEG Micon | NM 1500-750/175 | 550 | Tønder | LAND | Drengsted | 66 | 491373.81 | 6105422.28 | SDFE2018 | 32355 | NEG Micon NM 1500-750/175 | NEG.Micon.M1500.750
570715000000046513 | 1997-01-22 | 750 | 44 | 46 | NEG Micon | NM 1500-750/175 | 550 | Tønder | LAND | Brøns | 693 | 485119.12 | 6117804.94 | SDFE2018 | 32356 | NEG Micon NM 1500-750/175 | NEG.Micon.M1500.750
570715000000046520 | 1997-01-22 | 750 | 43 | 46 | NEG Micon | NM 1500-750/175 | 550 | Tønder | LAND | Brøns | 396 | 485431.15 | 6117757.43 | SDFE2018 | 32357 | NEG Micon NM 1500-750/175 | NEG.Micon.M1500.750
570715000000046582 | 1997-05-07 | 750 | 44 | 46 | NEG Micon | NM 1500-750/175 | 550 | Tønder | LAND | Rejsby | 646 | 485070.23 | 6119560.44 | SDFE2018 | 32514 | NEG Micon NM 1500-750/175 | NEG.Micon.M1500.750
570715000000046599 | 1997-05-02 | 750 | 44 | 46 | NEG Micon | NM 1500-750/175 | 550 | Tønder | LAND | Hostrup | 252 | 498174.79 | 6089685.99 | SDFE2018 | 32515 | NEG Micon NM 1500-750/175 | NEG.Micon.M1500.750
570715000000046612 | 1997-05-16 | 750 | 44 | 46 | NEG Micon | NM 1500-750/175 | 550 | Tønder | LAND | Kumled | 1 | 490857.3 | 6103054.45 | SDFE2018 | 32517 | NEG Micon NM 1500-750/175 | NEG.Micon.M1500.750
570715000000046629 | 1997-05-09 | 750 | 44 | 46 | NEG Micon | NM 1500-750/175 | 550 | Tønder | LAND | Vollum | 14 | 490571.51 | 6102962.6 | SDFE2018 | 32518 | NEG Micon NM 1500-750/175 | NEG.Micon.M1500.750
570715000000046643 | 1997-06-26 | 750 | 44 | 46 | NEG Micon | NM 1500-750/175 | 550 | Tønder | LAND | Vodder | 3 | 491092.94 | 6119806.52 | SDFE2018 | 32520 | NEG Micon NM 1500-750/175 | NEG.Micon.M1500.750
570715000000046650 | 1997-06-26 | 750 | 44 | 46 | NEG Micon | NM 1500-750/175 | 550 | Tønder | LAND | Vodder | 83 | 491085.45 | 6119657.47 | SDFE2018 | 32521 | NEG Micon NM 1500-750/175 | NEG.Micon.M1500.750
570715000000046667 | 1997-06-26 | 750 | 48 | 46 | NEG Micon | NM 1500-750/175 | 550 | Tønder | LAND | Vodder | 349 | 491077.72 | 6119508.07 | SDFE2018 | 32522 | NEG Micon NM 1500-750/175 | NEG.Micon.M1500.750
570715000000046698 | 1997-06-24 | 750 | 48 | 42 | NEG Micon | NM 1500-750/175 | 550 | Tønder | LAND | Tønder | 109 | 492689.61 | 6089990.64 | SDFE2018 | 32581 | NEG Micon NM 1500-750/175 | NEG.Micon.M1500.750
570715000000046704 | 1997-06-24 | 750 | 44 | 47 | NEG Micon | NM 1500-750/175 | 550 | Tønder | LAND | Tønder | 19 | 497802.2 | 6086091 | GST, 18-02-2013 | 32582 | NEG Micon NM 1500-750/175 | NEG.Micon.M1500.750
570715000000046797 | 1998-03-19 | 750 | 44 | 46 | NEG Micon | NM 44/750 46 | 550 | Tønder | LAND | Brøns | 9 | 485742.53 | 6117709.8 | SDFE2018 | 32684 | NEG Micon NM 44/750 46 | NEG.Micon.NM48.750
570715000000046803 | 1998-03-19 | 750 | 44 | 46 | NEG Micon | NM 44/750 | 550 | Tønder | LAND | Brøns | 703 | 486052.81 | 6117659.32 | SDFE2018 | 32685 | NEG Micon NM 44/750 | NEG.Micon.NM48.750
570715000000046810 | 1998-03-19 | 750 | 44 | 46 | NEG Micon | NM 44/750 | 550 | Tønder | LAND | Brøns | 691 | 486309.57 | 6117939.41 | SDFE2018 | 32686 | NEG Micon NM 44/750 | NEG.Micon.NM48.750
570715000000046827 | 1998-03-19 | 750 | 0.1 | 0.1 | Ukendt | Ukendt | 550 | Tønder | LAND | Brøns | 9 | 486011.13 | 6117985.05 | SDFE2018 | 32687 | Ukendt Ukendt | 0
570715000000046834 | 1998-03-19 | 750 | 44 | 46 | NEG Micon | NM 44/750 | 550 | Tønder | LAND | Brøns | 352 | 485699.83 | 6118033.06 | SDFE2018 | 32688 | NEG Micon NM 44/750 | NEG.Micon.NM48.750
570715000000046841 | 1998-03-19 | 750 | 44 | 46 | NEG Micon | NM 1500-750/175 | 550 | Tønder | LAND | Brøns | 7 | 485388.28 | 6118080.45 | SDFE2018 | 32689 | NEG Micon NM 1500-750/175 | NEG.Micon.M1500.750
570715000000046919 | 1998-04-16 | 750 | 48 | 45 | NEG Micon | NM 48/750 | 550 | Tønder | LAND | Søvang | 79 | 502992.01 | 6092929.97 | SDFE2018 | 32744 | NEG Micon NM 48/750 | NEG.Micon.NM48.750
570715000000046926 | 1998-04-16 | 750 | 0.1 | 0.1 | Ukendt | Ukendt | 550 | Tønder | LAND | Søvang | 79 | 502971.19 | 6093216.93 | SDFE2018 | 32745 | Ukendt Ukendt | 0
570715000000046933 | 1998-02-09 | 750 | 0.1 | 46 | Ukendt | Ukendt | 550 | Tønder | LAND | Ll. Emmerske | 160 | 493421.99 | 6090770.24 | SDFE2018 | 32751 | Ukendt Ukendt | 0
570715000000047497 | 1998-08-01 | 750 | 0.1 | 0.1 | Ukendt | Ukendt | 550 | Tønder | LAND | Vodder | 244 | 488959.58 | 6116933.15 | SDFE2018 | 90213 | Ukendt Ukendt | 0
570715000000047503 | 1998-08-01 | 750 | 48 | 45 | Ukendt | Ukendt | 550 | Tønder | LAND | Vodder | 355 | 489210.82 | 6117000.54 | SDFE2018 | 90214 | Ukendt Ukendt | 0
570715000000047510 | 1998-08-01 | 750 | 48 | 45 | NEG Micon | NM 750-200/48 | 550 | Tønder | LAND | Vodder | 195 | 489469.01 | 6117070.32 | SDFE2018 | 90215 | NEG Micon NM 750-200/48 | NEG.Micon.NM48.750
570715000000047527 | 1998-08-01 | 750 | 0.1 | 0.1 | Ukendt | Ukendt | 550 | Tønder | LAND | Vodder | 312 | 489726.55 | 6117140.18 | SDFE2018 | 90216 | Ukendt Ukendt | 0
570715000000047534 | 1998-08-01 | 750 | 48 | 45 | NEG Micon | NM 48/750 | 550 | Tønder | LAND | Vodder | 201 | 489981.12 | 6117209.83 | SDFE2018 | 90217 | NEG Micon NM 48/750 | NEG.Micon.NM48.750
570715000000047541 | 1998-08-01 | 750 | 48 | 45 | NEG Micon | NM 48/750 | 550 | Tønder | LAND | Vodder | 308 | 490234.5 | 6117279.46 | SDFE2018 | 90218 | NEG Micon NM 48/750 | NEG.Micon.NM48.750
570715000000047558 | 1998-08-01 | 750 | 48 | 45 | NEG Micon | NM 48/750 | 550 | Tønder | LAND | Vodder | 297 | 488704.62 | 6116863.58 | SDFE2018 | 90219 | NEG Micon NM 48/750 | NEG.Micon.NM48.750
570715000000047565 | 1998-06-23 | 750 | 44 | 46 | NEG Micon | NM 44/750 | 550 | Tønder | LAND | Rejsby | 25 | 485348.05 | 6119621.34 | SDFE2018 | 90220 | NEG Micon NM 44/750 | NEG.Micon.NM48.750
570715000000047596 | 1998-08-01 | 750 | 0.1 | 0.1 | Ukendt | Ukendt | 550 | Tønder | LAND | Vodder | 328 | 489695.42 | 6117370.64 | SDFE2018 | 90223 | Ukendt Ukendt | 0
570715000000047602 | 1998-08-01 | 750 | 48 | 45 | NEG Micon | NM 750 | 550 | Tønder | LAND | Vodder | 328 | 489949.62 | 6117439.63 | SDFE2018 | 90224 | NEG Micon NM 750 | NEG.Micon.NM48.750
570715000000047619 | 1998-08-20 | 750 | 48 | 45 | NEG Micon | NM 750-200/48 | 550 | Tønder | LAND | Jejsing | 198 | 498544.92 | 6086752.07 | SDFE2018 | 90328 | NEG Micon NM 750-200/48 | NEG.Micon.NM48.750
570715000000047626 | 1998-10-27 | 750 | 48 | 45 | NEG Micon | NM 48/750 | 550 | Tønder | LAND | Vester Gasse | 12 | 487896.62 | 6110584.9 | SDFE2018 | 90364 | NEG Micon NM 48/750 | NEG.Micon.NM48.750
570715000000047633 | 1998-10-27 | 750 | 48 | 45 | NEG Micon | NM 48/750 | 550 | Tønder | LAND | Vinum | 90 | 488071.94 | 6110189.18 | SDFE2018 | 90365 | NEG Micon NM 48/750 | NEG.Micon.NM48.750
570715000000047671 | 1998-12-03 | 750 | 48 | 45 | NEG Micon | NM 48/750 | 550 | Tønder | LAND | Drengsted | 22 | 490877.21 | 6105374.39 | SDFE2018 | 90391 | NEG Micon NM 48/750 | NEG.Micon.NM48.750
570715000000047732 | 1998-11-12 | 750 | 48.2 | 45 | NEG Micon | NM 48/750 | 550 | Tønder | LAND | Ellum | 29 | 492468.9 | 6102913.68 | Stamdata | 90433 | NEG Micon NM 48/750 | NEG.Micon.NM48.750
570715000000047749 | 1998-11-12 | 750 | 0.1 | 0.1 | Ukendt | Ukendt | 550 | Tønder | LAND | Ellum | 29 | 492621.4 | 6102734.19 | SDFE2018 | 90434 | Ukendt Ukendt | 0
570715000000047794 | 1999-02-01 | 750 | 48 | 45 | NEG Micon | NM 750-200/48 | 550 | Tønder | LAND | Vodder | 195 | 488672.93 | 6117093.46 | SDFE2018 | 90467 | NEG Micon NM 750-200/48 | NEG.Micon.NM48.750
570715000000047831 | 1998-12-17 | 750 | 48.2 | 45 | NEG Micon | NM 48/750 | 550 | Tønder | LAND | Løgumgårde | 305 | 492281.58 | 6103099.52 | SDFE2018 | 90506 | NEG Micon NM 48/750 | NEG.Micon.NM48.750
570715000000048074 | 1999-10-25 | 750 | 48 | 45 | NEG Micon | NM 48/750 | 550 | Tønder | LAND | Søvang | 84 | 502421.23 | 6091421.22 | SDFE2018 | 90943 | NEG Micon NM 48/750 | NEG.Micon.NM48.750
570715000000048203 | 2000-03-07 | 750 | 48 | 45 | NEG Micon | NM 48/750 | 550 | Tønder | LAND | Birkelev | 393 | 488924.73 | 6117161.3 | SDFE2018 | 91122 | NEG Micon NM 48/750 | NEG.Micon.NM48.750
570715000000048265 | 2000-07-03 | 750 | 0.1 | 0.1 | Ukendt | Ukendt | 550 | Tønder | LAND | Høgslund | 187 | 496343.73 | 6092290.86 | SDFE2018 | 91227 | Ukendt Ukendt | 0
570715000000048272 | 2000-07-26 | 750 | 48 | 45 | NEG Micon | NM 48/750 | 550 | Tønder | LAND | Birkelev | 387 | 489440.49 | 6117301.16 | SDFE2018 | 91313 | NEG Micon NM 48/750 | NEG.Micon.NM48.750
570715000000048470 | 2000-10-23 | 750 | 48 | 45 | NEG Micon | NM 48/750 | 550 | Tønder | LAND | Birkelev, Vodder | 394 | 489179.28 | 6117230.92 | SDFE2018 | 91513 | NEG Micon NM 48/750 | NEG.Micon.NM48.750
570715000000035616 | 1999-10-14 | 750 | 48 | 45 | NEG Micon | NM 48/750 | 561 | Esbjerg | LAND | Krogsgård Hgd | 7b | 471208.51 | 6148088.81 | SDFE2018 | 62144 | NEG Micon NM 48/750 | NEG.Micon.NM48.750
570715000000034091 | 1997-01-23 | 750 | 44 | 46 | NEG Micon | NM 750 | 573 | Varde | LAND | Bjerremose by | 7a | 471739.53 | 6177033.87 | SDFE2018 | 60131 | NEG Micon NM 750 | NEG.Micon.NM48.750
570715000000034107 | 1997-01-23 | 750 | 44 | 46 | NEG Micon | NM 750 | 573 | Varde | LAND | Bjerremose by | 7a | 472042.48 | 6177011.49 | SDFE2018 | 60132 | NEG Micon NM 750 | NEG.Micon.NM48.750
570715000000034114 | 1997-01-28 | 750 | 44 | 46 | NEG Micon | NM 1500 | 573 | Varde | LAND | Bounum by | 5a | 472652.18 | 6178622.11 | SDFE2018 | 60133 | NEG Micon NM 1500 | NEG.Micon.M1500.750
570715000000034121 | 1997-01-23 | 750 | 44 | 46 | NEG Micon | NM 1500 | 573 | Varde | LAND | Bounum by | 5a | 472419.02 | 6178696.76 | SDFE2018 | 60134 | NEG Micon NM 1500 | NEG.Micon.M1500.750
570715000000034138 | 1997-01-23 | 750 | 44 | 46 | NEG Micon | NM 1500 | 573 | Varde | LAND | Bounum by | 5a | 472185.56 | 6178772.45 | SDFE2018 | 60135 | NEG Micon NM 1500 | NEG.Micon.M1500.750
570715000000024207 | 1998-07-03 | 750 | 48 | 50 | NEG Micon | NM 750-200/48 | 575 | Vejen | LAND | Vester Torsted By | 6d | 512225.8 | 6160871.85 | SDFE2018 | 2202143 | NEG Micon NM 750-200/48 | NEG.Micon.NM48.750
570715000000024214 | 1998-07-03 | 750 | 48 | 50 | NEG Micon | NM 48/750 | 575 | Vejen | LAND | Bække | 6a | 512091.61 | 6161098.78 | SDFE2018 | 2202144 | NEG Micon NM 48/750 | NEG.Micon.NM48.750
570715000000024252 | 1998-10-19 | 750 | 48 | 55 | NEG Micon | NM 750-200/48 | 575 | Vejen | LAND | Gamst by | 12a | 512251.71 | 6149102.37 | SDFE2018 | 202297 | NEG Micon NM 750-200/48 | NEG.Micon.NM48.750
570715000000024337 | 1999-11-05 | 750 | 48 | 50 | NEG Micon | NM 48/750 | 575 | Vejen | LAND | Husted by | 4i | 516209.35 | 6158993.01 | SDFE2018 | 2203338 | NEG Micon NM 48/750 | NEG.Micon.NM48.750
570715000000024344 | 1999-11-05 | 750 | 48.2 | 50 | NEG Micon | NM 48/750 | 575 | Vejen | LAND | Veerst | 4m | 516294.08 | 6159174.13 | SDFE2018 | 2203339 | NEG Micon NM 48/750 | NEG.Micon.NM48.750
570715000000024351 | 1999-11-05 | 750 | 48 | 50 | NEG Micon | NM 48/750 | 575 | Vejen | LAND | Veerst | 4n | 516378.84 | 6159355.37 | SDFE2018 | 2203340 | NEG Micon NM 48/750 | NEG.Micon.NM48.750
570715000000034848 | 1998-11-06 | 750 | 48 | 45 | NEG Micon | NM 1800-750/175 | 575 | Vejen | LAND | Okslund By | 6a | 499251.99 | 6160336.07 | SDFE2018 | 61555 | NEG Micon NM 1800-750/175 | NEG.Micon.M1500.750
570715000000034855 | 1998-11-06 | 750 | 48 | 55 | NEG Micon | NM 1800-750/175 | 575 | Vejen | LAND | Okslund By | 6b | 499259.38 | 6160149.85 | SDFE2018 | 61556 | NEG Micon NM 1800-750/175 | NEG.Micon.M1500.750
570715000000034893 | 1999-02-10 | 750 | 48 | 55 | NEG Micon | NM 1800 | 575 | Vejen | LAND | Vittrup by | 3a | 503958.56 | 6157110.45 | SDFE2018 | 61774 | NEG Micon NM 1800 | NEG.Micon.M1500.750
570715000000034909 | 1999-02-10 | 750 | 48 | 55 | NEG Micon | NM 1800 | 575 | Vejen | LAND | Vittrup by | 3a | 503868.23 | 6157291.5 | SDFE2018 | 61775 | NEG Micon NM 1800 | NEG.Micon.M1500.750
570715000000047701 | 1998-12-01 | 750 | 48 | 46 | NEG Micon | NM 48/750 | 580 | Aabenraa | LAND | Sottrup | 4 | 505784.89 | 6091340.32 | SDFE2018 | 90413 | NEG Micon NM 48/750 | NEG.Micon.NM48.750
570715000000047954 | 1999-03-19 | 750 | 48 | 45 | NEG Micon | NM 48/750 | 580 | Aabenraa | LAND | Hellevad | 561 | 513823.78 | 6105741.26 | SDFE2018 | 90609 | NEG Micon NM 48/750 | NEG.Micon.NM48.750
570715000000047961 | 1999-03-19 | 750 | 48 | 45 | NEG Micon | NM 750 | 580 | Aabenraa | LAND | Hellevad | 562 | 513826.59 | 6105741.58 | Stamdata | 90610 | NEG Micon NM 750 | NEG.Micon.NM48.750
570715000000049781 | 2000-10-30 | 750 | 44 | 46 | NEG Micon | NM 750-200/48 | 580 | Aabenraa | LAND | Svejrup | 40 | 536006.81 | 6094373.78 | SDFE2018 | 200135 | NEG Micon NM 750-200/48 | NEG.Micon.NM48.750
570715000000049842 | 2000-12-15 | 750 | 48 | 45 | NEG Micon | NM 48/750 | 580 | Aabenraa | LAND | Sågård Kliplev | 32 | 530817.77 | 6089857.83 | SDFE2018 | 200142 | NEG Micon NM 48/750 | NEG.Micon.NM48.750
570715000000050008 | 1998-07-28 | 750 | 48 | 45 | NEG Micon | NM 48/750 | 580 | Aabenraa | LAND | Tumbøl | 14 | 532814.01 | 6091120.21 | SDFE2018 | 200207 | NEG Micon NM 48/750 | NEG.Micon.NM48.750
570715000000050015 | 1998-07-04 | 750 | 48 | 45 | NEG Micon | NM 48/750 | 580 | Aabenraa | LAND | Søgård ejerlav | 29 | 530808.82 | 6089658.05 | SDFE2018 | 200208 | NEG Micon NM 48/750 | NEG.Micon.NM48.750
570715000000051012 | 1999-07-19 | 750 | 48 | 45 | NEG Micon | NM 48/750 | 580 | Aabenraa | LAND | Felsted | 4 | 533756.12 | 6093544.73 | SDFE2018 | 200291 | NEG Micon NM 48/750 | NEG.Micon.NM48.750
570715000000051029 | 1999-07-15 | 750 | 48 | 45 | NEG Micon | NM 48/750 | 580 | Aabenraa | LAND | Tumbøl | 185 | 534006.6 | 6093613.28 | SDFE2018 | 200292 | NEG Micon NM 48/750 | NEG.Micon.NM48.750
570715000000027239 | 2000-10-19 | 750 | 48 | 45 | NEG Micon | NM 750-200 | 607 | Fredericia | LAND | Kongsted by, Bredstrup | 3a | 541639.82 | 6158687.96 | SDFE2018 | 137561 | NEG Micon NM 750-200 | NEG.Micon.NM48.750
570715000000024399 | 2000-03-20 | 750 | 48 | 45 | NEG Micon | NM 48/750 | 630 | Vejle | LAND | Rugsted by | 9a | 523593.55 | 6165953.45 | SDFE2018 | 203529 | NEG Micon NM 48/750 | NEG.Micon.NM48.750
570715000000024405 | 2000-03-20 | 750 | 48.2 | 50 | NEG Micon | NM 48/750 | 630 | Vejle | LAND | Rugsted by | 7a | 523811.48 | 6165831.04 | SDFE2018 | 203529 | NEG Micon NM 48/750 | NEG.Micon.NM48.750
570715000000024412 | 2000-03-20 | 750 | 48.2 | 45 | NEG Micon | NM 48/750 | 630 | Vejle | LAND | Rugsted by | 7a | 524026.79 | 6165710.78 | SDFE2018 | 2203529 | NEG Micon NM 48/750 | NEG.Micon.NM48.750
570715000000024429 | 2000-03-20 | 750 | 48.2 | 45 | NEG Micon | NM 48/750 | 630 | Vejle | LAND | Rugsted by | 7a | 524219.3 | 6165546 | SDFE2018 | 203529 | NEG Micon NM 48/750 | NEG.Micon.NM48.750
570715000000024436 | 2000-03-20 | 750 | 48.2 | 45 | NEG Micon | NM 48/750 | 630 | Vejle | LAND | Rugsted by | 7a | 524409.57 | 6165383.21 | SDFE2018 | 203529 | NEG Micon NM 48/750 | NEG.Micon.NM48.750
570715000000027093 | 1998-12-17 | 750 | 48.2 | 48 | NEG Micon | NM 48/750 | 630 | Vejle | LAND | Kiddegård | 1l | 522192.69 | 6179336.32 | Stamdata | 60-186 | NEG Micon NM 48/750 | NEG.Micon.NM48.750
570715000000027109 | 1998-12-17 | 750 | 48.2 | 48 | NEG Micon | NM 48/750 | 630 | Vejle | LAND | Kiddegård | 1a | 522175.76 | 6179171.36 | Stamdata | 60-186 | NEG Micon NM 48/750 | NEG.Micon.NM48.750
570715000000027116 | 1998-12-17 | 750 | 48.2 | 48 | NEG Micon | NM 48/750 | 630 | Vejle | LAND | Kiddegård | 1q | 522162.03 | 6179017.22 | Stamdata | 60-186 | NEG Micon NM 48/750 | NEG.Micon.NM48.750
570715000000027130 | 1998-12-17 | 750 | 48.2 | 48 | NEG Micon | NM 48/750 | 630 | Vejle | LAND | Kiddegård | 1a | 522442.19 | 6179334.69 | SDFE2018 | 60-187 | NEG Micon NM 48/750 | NEG.Micon.NM48.750
570715000000027147 | 1998-12-17 | 750 | 48.2 | 48 | NEG Micon | NM 48/750 | 630 | Vejle | LAND | Kiddegård | 1a | 522426.23 | 6179170.18 | SDFE2018 | 60-187 | NEG Micon NM 48/750 | NEG.Micon.NM48.750
570715000000027154 | 1998-12-17 | 750 | 48.2 | 48 | NEG Micon | NM 48/750 | 630 | Vejle | LAND | Kiddegård | 1a | 522410.21 | 6179006.44 | SDFE2018 | 60-187 | NEG Micon NM 48/750 | NEG.Micon.NM48.750
570715000000043703 | 1999-11-09 | 750 | 48 | 50 | NEG Micon | NM 750-200/48 | 657 | Herning | LAND | Amtrup, Snejbjerg | 1a | 493023.91 | 6217776.06 | SDFE2018 | 7142438 | NEG Micon NM 750-200/48 | NEG.Micon.NM48.750
570715000000043741 | 2000-03-01 | 750 | 48 | 50 | NEG Micon | NM 750 | 657 | Herning | LAND | Amstrup By, Snejbjerg | 1o | 493018.23 | 6217576.4 | SDFE2018 | 7142779 | NEG Micon NM 750 | NEG.Micon.NM48.750
570715000000043772 | 2000-06-22 | 750 | 44 | 45 | NEG Micon | NM 750-175/44 | 657 | Herning | LAND | Nørrelandet, Sdr. Felding | 29c | 487069.02 | 6202392.99 | SDFE2018 | 7142986 | NEG Micon NM 750-175/44 | NEG.Micon.NM48.750
570715000000043789 | 2000-06-22 | 750 | 44 | 46 | NEG Micon | NM 750-174/44 | 657 | Herning | LAND | Nørrelandet, Sdr. Felding | 29c | 487050.64 | 6202591.29 | SDFE2018 | 7142988 | NEG Micon NM 750-174/44 | NEG.Micon.NM48.750
570715000000043796 | 2000-06-22 | 750 | 48 | 45 | NEG Micon | NM 750-200/48 | 657 | Herning | LAND | Nørrelandet, Sdr. Felding | 29c | 487032.31 | 6202790.42 | SDFE2018 | 7142990 | NEG Micon NM 750-200/48 | NEG.Micon.NM48.750
570715000000044625 | 1998-06-01 | 750 | 48 | 45 | NEG Micon | NM 750-200/48 | 657 | Herning | LAND | Stoubæk | 2a | 490603.62 | 6238889.19 | SDFE2018 | 7141357 | NEG Micon NM 750-200/48 | NEG.Micon.NM48.750
570715000000044656 | 1998-07-02 | 750 | 44 | 50 | NEG Micon | NM 750-175/44 | 657 | Herning | LAND | Kibæk By, Assing | 25ag | 489882.89 | 6206327.87 | SDFE2018 | 7141401 | NEG Micon NM 750-175/44 | NEG.Micon.NM48.750
570715000000044748 | 1998-12-22 | 750 | 48 | 50 | NEG Micon | NM 750-200/48 | 657 | Herning | LAND | Trælund, Herning Jorder | 4c | 495638.08 | 6228558.01 | SDFE2018 | 7141692 | NEG Micon NM 750-200/48 | NEG.Micon.NM48.750
570715000000044755 | 1998-12-22 | 750 | 48 | 48 | NEG Micon | NM 750-200/48 | 657 | Herning | LAND | Remme, Sinding | 2f | 495548.71 | 6228815.73 | SDFE2018 | 7141693 | NEG Micon NM 750-200/48 | NEG.Micon.NM48.750
570715000000044762 | 1998-12-22 | 750 | 48.2 | 50 | NEG Micon | NM 750-200/48 | 657 | Herning | LAND | Remme, Sinding | 1c | 495456.05 | 6229084.98 | SDFE2018 | 7141694 | NEG Micon NM 750-200/48 | NEG.Micon.NM48.750
570715000000044779 | 1998-12-22 | 750 | 48.2 | 50 | NEG Micon | NM 48/750 | 657 | Herning | LAND | Bording Gårde, Sunds | 2h | 496067.36 | 6229469.83 | SDFE2018 | 7141695 | NEG Micon NM 48/750 | NEG.Micon.NM48.750
570715000000044786 | 1998-12-22 | 750 | 48 | 50 | NEG Micon | NM 750-200/48 | 657 | Herning | LAND | Trælund, Herning Jorder | 2e | 496228.15 | 6228985.38 | SDFE2018 | 7141696 | NEG Micon NM 750-200/48 | NEG.Micon.NM48.750
570715000000044823 | 1999-05-01 | 750 | 75 | 50 | NEG Micon | NM 48/750 | 657 | Herning | LAND | Trælund, Herning Jorder | 1n | 496142.34 | 6229239.61 | SDFE2018 | 7141874 | NEG Micon NM 48/750 | NEG.Micon.NM48.750
570715000000044861 | 1999-06-02 | 750 | 48 | 50 | NEG Micon | NM 48/750 | 657 | Herning | LAND | Amtrup By, Snejbjerg | 1f | 493040.54 | 6218175.28 | SDFE2018 | 7142090 | NEG Micon NM 48/750 | NEG.Micon.NM48.750
570715000000044878 | 1999-11-04 | 750 | 48 | 50 | NEG Micon | NM 750-200 | 657 | Herning | LAND | Amtrup By, Snejbjerg | 1a | 493034.13 | 6217975.53 | SDFE2018 | 7142436 | NEG Micon NM 750-200 | NEG.Micon.NM48.750
570715000000038617 | 1997-05-15 | 750 | 44 | 50 | NEG Micon | NM 1500-750/175 | 661 | Holstebro | LAND | Mellemby, Gørding | 25a | 455123.84 | 6245132.38 | SDFE2018 | 40125230 | NEG Micon NM 1500-750/175 | NEG.Micon.M1500.750
570715000000038624 | 1997-05-15 | 750 | 44 | 50 | NEG Micon | NM 1500-750/175 | 661 | Holstebro | LAND | Mellemby, Gørding | 25a | 455073.79 | 6244886.59 | SDFE2018 | 40125230 | NEG Micon NM 1500-750/175 | NEG.Micon.M1500.750
570715000000038631 | 1997-05-15 | 750 | 44 | 50 | NEG Micon | NM 1500-750/175 | 661 | Holstebro | LAND | Mellemby, Gørding | 25i | 454881.34 | 6245038.29 | SDFE2018 | 40125230 | NEG Micon NM 1500-750/175 | NEG.Micon.M1500.750
570715000000038952 | 1999-11-12 | 750 | 48 | 50 | NEG Micon | NM 750-200/48 | 661 | Holstebro | LAND | Den mellemste Del, Borbjerg | 31n | 485174.25 | 6248952.35 | SDFE2018 | 40142289 | NEG Micon NM 750-200/48 | NEG.Micon.NM48.750
570715000000038969 | 1999-11-12 | 750 | 48 | 50 | NEG Micon | NM 750-200/48 | 661 | Holstebro | LAND | Den mellemste Del, Borbjerg | 29l | 484953.27 | 6248872.59 | SDFE2018 | 40143290 | NEG Micon NM 750-200/48 | NEG.Micon.NM48.750
570715000000038976 | 1999-11-12 | 750 | 48 | 50 | NEG Micon | NM 750-200/48 | 661 | Holstebro | LAND | Den mellemste Del, Borbjerg | 31g | 485353.58 | 6248800.63 | SDFE2018 | 40144292 | NEG Micon NM 750-200/48 | NEG.Micon.NM48.750
570715000000038983 | 1999-11-12 | 750 | 48 | 50 | NEG Micon | NM 750-200/48 | 661 | Holstebro | LAND | Den mellemste Del, Borbjerg | 29k | 485131.79 | 6248721.01 | SDFE2018 | 40145293 | NEG Micon NM 750-200/48 | NEG.Micon.NM48.750
570715000000039416 | 2000-06-30 | 750 | 48 | 50 | NEG Micon | NM 750-200/48 | 661 | Holstebro | LAND | Den østlige Del, Idom | 2a | 471860.72 | 6244974.26 | SDFE2018 | 40167330 | NEG Micon NM 750-200/48 | NEG.Micon.NM48.750
570715000000039423 | 2000-06-30 | 750 | 48 | 50 | NEG Micon | NM 750-200/48 | 661 | Holstebro | LAND | Den østlige Del, Idom | 2a | 471930.56 | 6245193.42 | SDFE2018 | 40167330 | NEG Micon NM 750-200/48 | NEG.Micon.NM48.750
570715000000039430 | 2000-06-30 | 750 | 48 | 50 | NEG Micon | NM 750-200/48 | 661 | Holstebro | LAND | Den østlige Del, Idom | 4e | 472016.11 | 6244802.99 | SDFE2018 | 40167330 | NEG Micon NM 750-200/48 | NEG.Micon.NM48.750
570715000000039447 | 2000-06-30 | 750 | 48.2 | 50 | NEG Micon | NM 750-200/48 | 661 | Holstebro | LAND | Den østlige Del, Idom | 2a | 472085.61 | 6245023.44 | SDFE2018 | 40167330 | NEG Micon NM 750-200/48 | NEG.Micon.NM48.750
570715000000039454 | 2000-06-30 | 750 | 48 | 50 | NEG Micon | NM 750-200/48 | 661 | Holstebro | LAND | Den østlige Del, Idom | 2a | 472155.21 | 6245242.6 | SDFE2018 | 40167330 | NEG Micon NM 750-200/48 | NEG.Micon.NM48.750
570715000000043635 | 1999-06-11 | 750 | 48.2 | 50 | NEG Micon | NM 48/750 | 661 | Holstebro | LAND | Svenstrup By, Sahl | 4g | 489522.57 | 6257775.15 | SDFE2018 | 1260 | NEG Micon NM 48/750 | NEG.Micon.NM48.750
570715000000043642 | 1999-06-11 | 750 | 48.2 | 50 | NEG Micon | NM 48/750 | 661 | Holstebro | LAND | Svenstrup By, Sahl | 4g | 489612.66 | 6257634.79 | SDFE2018 | 1261 | NEG Micon NM 48/750 | NEG.Micon.NM48.750
570715000000043659 | 1999-06-11 | 750 | 48 | 45 | NEG Micon | NM 48/750 | 661 | Holstebro | LAND | Svenstrup By, Sahl | 3i | 489698.12 | 6257492.79 | SDFE2018 | 1262 | NEG Micon NM 48/750 | NEG.Micon.NM48.750
570715000000062698 | 2002-12-16 | 750 | 48 | 45 | NEG Micon | NM 48/750 | 661 | Holstebro | LAND | Falsig By, Navr | 19a | 467717.86 | 6248383.66 | SDFE2018 | 40185360/1 | NEG Micon NM 48/750 | NEG.Micon.NM48.750
570715000000062704 | 2002-12-16 | 750 | 48 | 45 | NEG Micon | NM 48/750 | 661 | Holstebro | LAND | Falsig By, Navr | 19a | 467753.72 | 6248513.83 | SDFE2018 | 40185360/2 | NEG Micon NM 48/750 | NEG.Micon.NM48.750
570715000000062711 | 2002-12-16 | 750 | 48 | 45 | NEG Micon | NM 48/750 | 661 | Holstebro | LAND | Falsig By, Navr | 19a | 467788.89 | 6248644.12 | SDFE2018 | 40185360/3 | NEG Micon NM 48/750 | NEG.Micon.NM48.750
570715000000062728 | 2002-12-16 | 750 | 48 | 45 | NEG Micon | NM 48/750 | 661 | Holstebro | LAND | Falsig By, Navr | 19a | 467824.55 | 6248774.62 | SDFE2018 | 40185360/4 | NEG Micon NM 48/750 | NEG.Micon.NM48.750
570715000000062735 | 2002-12-16 | 750 | 48 | 45 | NEG Micon | NM 48/750 | 661 | Holstebro | LAND | Falsig By, Navr | 19a | 467859.92 | 6248904.65 | SDFE2018 | 40185360/5 | NEG Micon NM 48/750 | NEG.Micon.NM48.750
570715000000062742 | 2002-12-16 | 750 | 48 | 45 | NEG Micon | NM 48/750 | 661 | Holstebro | LAND | Falsig By, Navr | 19a | 467895.44 | 6249035.02 | SDFE2018 | 40185360/6 | NEG Micon NM 48/750 | NEG.Micon.NM48.750
570715000000037573 | 1994-11-29 | 750 | 44 | 40.5 | NEG Micon | NM 44/750 | 665 | Lemvig | LAND | Rom By, Rom | 11h | 456193.13 | 6264718.02 | SDFE2018 | 40102141 | NEG Micon NM 44/750 | NEG.Micon.NM48.750
570715000000038211 | 1997-01-01 | 750 | 44 | 40.4 | NEG Micon | NM 1500-750/175 | 665 | Lemvig | LAND | Hovedejerlavet, Fjaltring | 26a | 447095.8 | 6258491.88 | SDFE2018 | 40120195 | NEG Micon NM 1500-750/175 | NEG.Micon.M1500.750
570715000000038228 | 1997-03-24 | 750 | 44 | 40.4 | NEG Micon | NM 1500-750/175 | 665 | Lemvig | LAND | Hovedejerlavet, Fjaltring | 26i | 447314.52 | 6258459.47 | SDFE2018 | 40120195 | NEG Micon NM 1500-750/175 | NEG.Micon.M1500.750
570715000000038235 | 1997-01-01 | 750 | 44 | 40.4 | NEG Micon | NM 1500-750/175 | 665 | Lemvig | LAND | Hovedejerlavet, Fjaltring | 41a | 447182.04 | 6258286.88 | SDFE2018 | 40120195 | NEG Micon NM 1500-750/175 | NEG.Micon.M1500.750
570715000000038242 | 1997-01-01 | 750 | 44 | 40.4 | NEG Micon | NM 1500-750/175 | 665 | Lemvig | LAND | Hovedejerlavet, Fjaltring | 39e | 447399.08 | 6258259.21 | SDFE2018 | 40120195 | NEG Micon NM 1500-750/175 | NEG.Micon.M1500.750
570715000000059452 | 2002-10-11 | 750 | 48.2 | 45.5 | NEG Micon | NM 750-200/48 | 665 | Lemvig | LAND | Enlige Gårde, Lomborg | 30ad | 453636.27 | 6264132.45 | SDFE2018 | 40175343 | NEG Micon NM 750-200/48 | NEG.Micon.NM48.750
570715000000059469 | 2002-10-11 | 750 | 48.2 | 45.5 | NEG Micon | NM 750-200/48 | 665 | Lemvig | LAND | Enlige Gårde, Lomborg | 30z | 453611.29 | 6263973.28 | SDFE2018 | 40175344 | NEG Micon NM 750-200/48 | NEG.Micon.NM48.750
570715000000059476 | 2002-10-11 | 750 | 48.2 | 45.5 | NEG Micon | NM 750-200/48 | 665 | Lemvig | LAND | Enlige Gårde, Lomborg | 33bk | 453586.69 | 6263812.18 | SDFE2018 | 40175345 | NEG Micon NM 750-200/48 | NEG.Micon.NM48.750
570715000000059483 | 2002-10-11 | 750 | 48.2 | 45.5 | NEG Micon | NM 750-200/48 | 665 | Lemvig | LAND | Enlige Gårde, Lomborg | 33bi | 453562.05 | 6263651.34 | SDFE2018 | 40175346 | NEG Micon NM 750-200/48 | NEG.Micon.NM48.750
570715000000020384 | 1999-05-20 | 750 | 48.2 | 45 | NEG Micon | NM 750-200/48 IEC ll | 706 | Syddjurs | LAND | Estrup gde, Søby | 2a | 577381.08 | 6242439.11 | SDFE2018 | 95174 | NEG Micon NM 750-200/48 IEC ll | NEG.Micon.NM48.750
570715000000020391 | 2000-05-25 | 750 | 48.2 | 45 | NEG Micon | NM 750-200/48 IEC ll | 706 | Syddjurs | LAND | Estru gde, Søby | 2a | 577555.69 | 6242305.79 | SDFE2018 | 95175 | NEG Micon NM 750-200/48 IEC ll | NEG.Micon.NM48.750
570715000000020407 | 2000-04-01 | 750 | 48.2 | 45 | NEG Micon | NM 750-200/48 IEC ll | 706 | Syddjurs | LAND | Estrup gde, Søby | 2b | 577731.8 | 6242174.27 | SDFE2018 | 95176 | NEG Micon NM 750-200/48 IEC ll | NEG.Micon.NM48.750
570715000000020414 | 1999-05-20 | 750 | 48.2 | 45 | NEG Micon | NM 750-200/48 IEC ll | 706 | Syddjurs | LAND | Estrup Gde, Søby | 2b | 577905.08 | 6242040.38 | SDFE2018 | 95177 | NEG Micon NM 750-200/48 IEC ll | NEG.Micon.NM48.750
570715000000019654 | 1997-12-16 | 750 | 48 | 45 | NEG Micon | NM 1800-750/175 | 707 | Norddjurs | LAND | Hevring By, Ørsted | 25a | 583713.05 | 6264288.24 | SDFE2018 | 95113 | NEG Micon NM 1800-750/175 | NEG.Micon.M1500.750
570715000000019661 | 1997-12-16 | 750 | 48 | 45 | NEG Micon | NM 750-200/48 | 707 | Norddjurs | LAND | Hevring By, Ørsted | 12b | 583869.88 | 6264138.38 | SDFE2018 | 95113 | NEG Micon NM 750-200/48 | NEG.Micon.NM48.750
570715000000019678 | 1997-12-16 | 750 | 48 | 45 | NEG Micon | NM 1800-750/175 | 707 | Norddjurs | LAND | Hevring By, Ørsted | 10a | 584028.76 | 6263988.06 | SDFE2018 | 95113 | NEG Micon NM 1800-750/175 | NEG.Micon.M1500.750
570715000000019685 | 1997-12-16 | 750 | 48 | 45 | NEG Micon | NM 48/750 | 707 | Norddjurs | LAND | Hevring By, Ørsted | 19b | 584185.55 | 6263837.18 | SDFE2018 | 95113 | NEG Micon NM 48/750 | NEG.Micon.NM48.750
570715000000019692 | 1997-12-16 | 750 | 48 | 45 | NEG Micon | NM 1800-750/175 | 707 | Norddjurs | LAND | Hevring By, Ørsted | 2b | 583540.55 | 6264084.54 | SDFE2018 | 95113 | NEG Micon NM 1800-750/175 | NEG.Micon.M1500.750
570715000000019708 | 1997-12-16 | 750 | 48 | 45 | NEG Micon | NM 1800-750/175 | 707 | Norddjurs | LAND | Hevring By, Ørsted | 12m | 583693.41 | 6263937.66 | SDFE2018 | 95113 | NEG Micon NM 1800-750/175 | NEG.Micon.M1500.750
570715000000019715 | 1997-12-16 | 750 | 48 | 45 | NEG Micon | NM 48/750 | 707 | Norddjurs | LAND | Hevring By, Ørsted | 11m | 583847.96 | 6263791.82 | SDFE2018 | 95113 | NEG Micon NM 48/750 | NEG.Micon.NM48.750
570715000000019760 | 1998-04-06 | 750 | 48.2 | 46 | NEG Micon | NM 1800-750/200 | 707 | Norddjurs | LAND | Tørslev By. Estruplund | 5e | 581944.11 | 6266752.77 | SDFE2018 | 95114 | NEG Micon NM 1800-750/200 | NEG.Micon.M1500.750
570715000000019777 | 1998-07-01 | 750 | 48 | 45 | NEG Micon | NM 750-200/48 | 707 | Norddjurs | LAND | Tørslev By. Estruplund | 6a | 581720.41 | 6266807.07 | SDFE2018 | 95114 | NEG Micon NM 750-200/48 | NEG.Micon.NM48.750
570715000000020179 | 1998-12-07 | 750 | 48 | 45 | NEG Micon | NM 48/750 | 707 | Norddjurs | LAND | Ørsted by | 14a | 583126.55 | 6261279.31 | SDFE2018 | 95125 | NEG Micon NM 48/750 | NEG.Micon.NM48.750
570715000000020186 | 1998-12-07 | 750 | 48 | 45 | NEG Micon | NM 48/750 | 707 | Norddjurs | LAND | Ørsted by | 14a | 583126.73 | 6261032.69 | SDFE2018 | 95125 | NEG Micon NM 48/750 | NEG.Micon.NM48.750
570715000000020193 | 1998-12-07 | 750 | 48 | 45 | NEG Micon | NM 48/750 | 707 | Norddjurs | LAND | Ørsted by | 14a | 583126.39 | 6260786.33 | SDFE2018 | 95125 | NEG Micon NM 48/750 | NEG.Micon.NM48.750
570715000000020216 | 1998-12-01 | 750 | 48 | 45 | NEG Micon | NM 48/750 | 707 | Norddjurs | LAND | Ørsted by, Ørsted | 7u | 583352.32 | 6260908.99 | SDFE2018 | 95126 | NEG Micon NM 48/750 | NEG.Micon.NM48.750
570715000000020223 | 1998-12-01 | 750 | 48 | 45 | NEG Micon | NM 48/750 | 707 | Norddjurs | LAND | Ørsted by, Ørsted | 7u | 583359.41 | 6260663.22 | SDFE2018 | 95126 | NEG Micon NM 48/750 | NEG.Micon.NM48.750
570715000000020346 | 1999-10-28 | 750 | 48 | 45 | NEG Micon | NM 48/750 | 707 | Norddjurs | LAND | Ukendt | 0 | 590470.01 | 6262068.22 | SDFE2018 | 95171 | NEG Micon NM 48/750 | NEG.Micon.NM48.750
570715000000020353 | 1999-10-28 | 750 | 48 | 45 | NEG Micon | NM 48/750 | 707 | Norddjurs | LAND | Lystrup | 11a | 590487.34 | 6261813.79 | SDFE2018 | 95172 | NEG Micon NM 48/750 | NEG.Micon.NM48.750
570715000000020360 | 1999-10-28 | 750 | 48 | 45 | NEG Micon | NM 48/750 | 707 | Norddjurs | LAND | Ukendt | 0 | 590506.68 | 6261559.09 | SDFE2018 | 95173 | NEG Micon NM 48/750 | NEG.Micon.NM48.750
570715000000021602 | 1997-01-17 | 750 | 44 | 46 | NEG Micon | NM 1500-750/175 | 707 | Norddjurs | LAND | Homå by, Homå | 20e | 612563.65 | 6246263.77 | SDFE2018 | 256886 | NEG Micon NM 1500-750/175 | NEG.Micon.M1500.750
570715000000021619 | 1997-01-17 | 750 | 44 | 46 | NEG Micon | NM 1500-750/175 | 707 | Norddjurs | LAND | Homå by, Homå | 20f | 612519.04 | 6246458.69 | SDFE2018 | 256887 | NEG Micon NM 1500-750/175 | NEG.Micon.M1500.750
570715000000021633 | 1997-01-17 | 750 | 44 | 46 | NEG Micon | NM 1500-750/175 | 707 | Norddjurs | LAND | Homå by, Homå | 20g | 612473.95 | 6246653.76 | SDFE2018 | 256888 | NEG Micon NM 1500-750/175 | NEG.Micon.M1500.750
570715000000021640 | 1997-03-21 | 750 | 44 | 46 | NEG Micon | NM 1500-750/175 | 707 | Norddjurs | LAND | Homå by, Homå | 20c | 612651.6 | 6245873.39 | SDFE2018 | 256918 | NEG Micon NM 1500-750/175 | NEG.Micon.M1500.750
570715000000021657 | 1997-01-31 | 750 | 44 | 46 | NEG Micon | NM 1500-750/175 | 707 | Norddjurs | LAND | Homå by, Homå | 20d | 612608.53 | 6246068.91 | SDFE2018 | 256919 | NEG Micon NM 1500-750/175 | NEG.Micon.M1500.750
570715000000022913 | 1999-09-24 | 750 | 48 | 45 | NEG Micon | NM 48/750 | 707 | Norddjurs | LAND | Søby by, Albøge | 3k | 603906.96 | 6248466.2 | SDFE2018 | 258954 | NEG Micon NM 48/750 | NEG.Micon.NM48.750
570715000000022920 | 1999-09-24 | 750 | 48 | 45 | NEG Micon | NM 48/750 | 707 | Norddjurs | LAND | Søby by, Kolindsund | 17m | 604063.67 | 6248647.73 | SDFE2018 | 258954 | NEG Micon NM 48/750 | NEG.Micon.NM48.750
570715000000022937 | 1999-09-24 | 750 | 48 | 45 | NEG Micon | NM 48/750 | 707 | Norddjurs | LAND | Søby by, Albøge | 2a | 604219.99 | 6248829.65 | SDFE2018 | 258954 | NEG Micon NM 48/750 | NEG.Micon.NM48.750
570715000000022951 | 2000-01-01 | 750 | 52 | 44 | Wind World | W 4800-750 OSC | 707 | Norddjurs | LAND | Saldrup by, Lyngby | 1 | 605868.3 | 6249766.57 | SDFE2018 | 259134 | Wind World W 4800-750 OSC | Wind.World.W3700
570715000000022968 | 2000-01-01 | 750 | 52 | 44 | Wind World | W 4800-750 OSC | 707 | Norddjurs | LAND | Saldrup by, Lyngby | 1b | 605928.64 | 6249575.59 | SDFE2018 | 259134 | Wind World W 4800-750 OSC | Wind.World.W3700
570715000000022975 | 2000-01-01 | 750 | 52 | 44 | Wind World | W 4800-750 OSC | 707 | Norddjurs | LAND | Saldrup by, Lyngby | 1c | 605988.75 | 6249385.25 | SDFE2018 | 259134 | Wind World W 4800-750 OSC | Wind.World.W3700
570715000000022982 | 2000-01-01 | 750 | 52 | 44 | Wind World | W 4800-750 OSC | 707 | Norddjurs | LAND | Saldrup by, Lyngby | 4s | 606048.67 | 6249194.04 | SDFE2018 | 259134 | Wind World W 4800-750 OSC | Wind.World.W3700
570715000000056345 | 2000-01-01 | 750 | 52 | 44 | Wind World | W 4800-750 OSC | 707 | Norddjurs | LAND | Saldrup by, Lyngby | 1d | 606108.99 | 6249003.71 | SDFE2018 | 259134 | Wind World W 4800-750 OSC | Wind.World.W3700
570715000000014079 | 1999-03-19 | 750 | 50 | 45 | NEG Micon | NM 48/750 | 710 | Favrskov | LAND | Futting | 4a | 549102.65 | 6237289.15 | SDFE2018 | 3137269 | NEG Micon NM 48/750 | NEG.Micon.NM48.750
570715000000014086 | 1999-03-19 | 750 | 50 | 45 | NEG Micon | NM 48/750 | 710 | Favrskov | LAND | Futting | 4a | 549131.2 | 6237517.42 | SDFE2018 | 3137272 | NEG Micon NM 48/750 | NEG.Micon.NM48.750
570715000000014109 | 2000-08-28 | 750 | 48 | 46.3 | NEG Micon | NM 950/48-45 | 710 | Favrskov | LAND | Bøstrup by | 3d | 553222.45 | 6243365.02 | SDFE2018 | 3144581 | NEG Micon NM 950/48-45 | NEG.Micon.NM80.2750
570715000000014116 | 2000-08-28 | 750 | 48 | 46.3 | NEG Micon | NM 950/48-45 | 710 | Favrskov | LAND | Bøstrup by | 3a | 553380.53 | 6243243.06 | SDFE2018 | 3144581 | NEG Micon NM 950/48-45 | NEG.Micon.NM80.2750
570715000000014123 | 2000-08-28 | 750 | 48 | 46.3 | NEG Micon | NM 950/48-45 | 710 | Favrskov | LAND | Bøstrup by | 3a | 553537.54 | 6243121.43 | SDFE2018 | 3144581 | NEG Micon NM 950/48-45 | NEG.Micon.NM80.2750
570715000000015113 | 1999-04-15 | 750 | 69 | 45 | NEG Micon | NM 48/750 | 710 | Favrskov | LAND | Sallby, Sall Hammel Kommune | 5a | 550930 | 6236480.55 | SDFE2018 | 3086993 | NEG Micon NM 48/750 | NEG.Micon.NM48.750
570715000000015120 | 1999-04-15 | 750 | 48 | 45 | NEG Micon | NM 48/750 | 710 | Favrskov | LAND | Sallby, Sall, Hammel | 7a | 550949.82 | 6236649.12 | SDFE2018 | 3086994 | NEG Micon NM 48/750 | NEG.Micon.NM48.750
570715000000015137 | 1999-04-16 | 750 | 48.2 | 45 | NEG Micon | NM 750-200/48 | 710 | Favrskov | LAND | Sall By | 7i | 550969.81 | 6236818.04 | SDFE2018 | 3086995 | NEG Micon NM 750-200/48 | NEG.Micon.NM48.750
570715000000015533 | 1998-11-11 | 750 | 48.2 | 45 | NEG Micon | NM 48/750 | 710 | Favrskov | LAND | Voldby by, Voldby | 17a | 556252.28 | 6231590.78 | SDFE2018 | 3100052 | NEG Micon NM 48/750 | NEG.Micon.NM48.750
570715000000015540 | 1998-11-11 | 750 | 48.2 | 45 | NEG Micon | NM 48/750 | 710 | Favrskov | LAND | Voldby by, Voldby | 17a | 556281.7 | 6231393.79 | SDFE2018 | 3100052 | NEG Micon NM 48/750 | NEG.Micon.NM48.750
570715000000015557 | 1998-11-11 | 750 | 48.2 | 45 | NEG Micon | NM 48/750 | 710 | Favrskov | LAND | Voldby by, Voldby | 17a | 556310.81 | 6231195.89 | SDFE2018 | 3100053 | NEG Micon NM 48/750 | NEG.Micon.NM48.750
570715000000015625 | 2000-07-01 | 750 | 48.2 | 45 | NEG Micon | NM 48/750 | 710 | Favrskov | LAND | Foldby By | 4a | 560559.91 | 6235466.15 | SDFE2018 | 3100062 | NEG Micon NM 48/750 | NEG.Micon.NM48.750
570715000000015632 | 2000-03-22 | 750 | 48.2 | 45 | NEG Micon | NM 48/750 | 710 | Favrskov | LAND | Foldby By | 4a | 560653.33 | 6235283.89 | SDFE2018 | 3100061 | NEG Micon NM 48/750 | NEG.Micon.NM48.750
570715000000015649 | 1999-06-15 | 750 | 48.2 | 45 | NEG Micon | NM 48/750 | 710 | Favrskov | LAND | Foldby By | 13a | 560745.93 | 6235102.19 | SDFE2018 | 3100060 | NEG Micon NM 48/750 | NEG.Micon.NM48.750
570715000000015656 | 1999-06-15 | 750 | 48.2 | 45 | NEG Micon | NM 48/750 | 710 | Favrskov | LAND | Foldby By | 12a | 560839.47 | 6234919.74 | SDFE2018 | 3100059 | NEG Micon NM 48/750 | NEG.Micon.NM48.750
570715000000015663 | 2000-05-09 | 750 | 48.2 | 45 | NEG Micon | NM 48/750 | 710 | Favrskov | LAND | Foldby By | 11d | 560932.34 | 6234737.86 | SDFE2018 | 3100058 | NEG Micon NM 48/750 | NEG.Micon.NM48.750
570715000000020421 | 1999-04-22 | 750 | 48.2 | 43 | Micon | M 48/750 | 710 | Favrskov | LAND | Haldum by | 13e | 564666.24 | 6239241.26 | SDFE2018 | 95134 | Micon M 48/750 | NEG.Micon.NM48.750
570715000000020438 | 1999-04-01 | 750 | 48 | 45 | NEG Micon | NM 48/750 | 710 | Favrskov | LAND | Sandby by, Haldum | 7a | 564892.8 | 6239162.13 | SDFE2018 | 95135 | NEG Micon NM 48/750 | NEG.Micon.NM48.750
570715000000020711 | 2000-09-01 | 750 | 48 | 45 | NEG Micon | NM 48/750 | 710 | Favrskov | LAND | Laurbjerg by, alaurbjerg | 11a | 558287.14 | 6246417.84 | SDFE2018 | 95153 | NEG Micon NM 48/750 | NEG.Micon.NM48.750
570715000000020728 | 2000-09-01 | 750 | 48.2 | 45 | NEG Micon | NM 750-200/48 IEC ll | 710 | Favrskov | LAND | Laurbjerg by, alaurbjerg | 11a | 558290.69 | 6246617.35 | SDFE2018 | 95154 | NEG Micon NM 750-200/48 IEC ll | NEG.Micon.NM48.750
570715000000020735 | 2000-09-01 | 750 | 48 | 45 | NEG Micon | NM 48/750 | 710 | Favrskov | LAND | Laurbjerg by, alaurbjerg | 1g | 558294.3 | 6246817.61 | SDFE2018 | 95155 | NEG Micon NM 48/750 | NEG.Micon.NM48.750
570715000000020742 | 2000-09-01 | 750 | 48 | 45 | NEG Micon | NM 48/750 | 710 | Favrskov | LAND | Laurbjerg by | 11a | 558297.6 | 6247017.32 | SDFE2018 | 95156 | NEG Micon NM 48/750 | NEG.Micon.NM48.750
570715000000020759 | 2000-09-01 | 750 | 48 | 45 | NEG Micon | NM 48/750 | 710 | Favrskov | LAND | Essendrupby, laurbjerg | 1f | 558300.92 | 6247217.03 | SDFE2018 | 95157 | NEG Micon NM 48/750 | NEG.Micon.NM48.750
570715000000056253 | 2002-04-03 | 750 | 48.2 | 50 | NEG Micon | NM 48/750 | 710 | Favrskov | LAND | Futting by, Thorsø | 5d | 549071.89 | 6237062.83 | SDFE2018 | 3137308 | NEG Micon NM 48/750 | NEG.Micon.NM48.750
570715000000019791 | 1998-05-13 | 750 | 48 | 50 | NEG Micon | NM 1800-750/200 | 730 | Randers | LAND | Kondrup By, Råsted | 2f | 558950.55 | 6264856.87 | SDFE2018 | 95115 | NEG Micon NM 1800-750/200 | NEG.Micon.M1500.750
570715000000019807 | 1998-05-13 | 750 | 48 | 50 | NEG Micon | NM 1800-750/200 | 730 | Randers | LAND | Kondrup By, Borup | 29 | 559182.24 | 6264920.92 | SDFE2018 | 95115 | NEG Micon NM 1800-750/200 | NEG.Micon.M1500.750
570715000000019814 | 1998-05-13 | 750 | 48 | 50 | NEG Micon | NM 1800-750/200 | 730 | Randers | LAND | Kondrup By, Borup | 2a | 559413.69 | 6264985.12 | SDFE2018 | 95115 | NEG Micon NM 1800-750/200 | NEG.Micon.M1500.750
570715000000019821 | 1998-05-13 | 750 | 48 | 50 | NEG Micon | NM 1800-750/200 | 730 | Randers | LAND | Kondrup By, Borup | 3a | 559644.69 | 6265049.86 | SDFE2018 | 95115 | NEG Micon NM 1800-750/200 | NEG.Micon.M1500.750
570715000000019937 | 1998-07-03 | 750 | 48 | 45 | NEG Micon | NM 1800-750/175 | 730 | Randers | LAND | Vindbylund GDE, Gjerlev | 2a | 569368.79 | 6273420.39 | SDFE2018 | 95119 | NEG Micon NM 1800-750/175 | NEG.Micon.M1500.750
570715000000019944 | 1998-07-03 | 750 | 48 | 45 | NEG Micon | NM 1800-750/175 | 730 | Randers | LAND | Vindbylund GDE, Gjerlev | 2a | 569117.89 | 6273312.8 | SDFE2018 | 95119 | NEG Micon NM 1800-750/175 | NEG.Micon.M1500.750
570715000000019951 | 1998-07-03 | 750 | 48 | 45 | NEG Micon | NM 1800-750/175 | 730 | Randers | LAND | Blenstrup by, Gjerlev | 4d | 568864.99 | 6273207.77 | SDFE2018 | 95119 | NEG Micon NM 1800-750/175 | NEG.Micon.M1500.750
570715000000019968 | 1998-07-03 | 750 | 48 | 45 | NEG Micon | NM 1800-750/175 | 730 | Randers | LAND | Blenstrup by, Gjerlev | 4a | 568613.11 | 6273100.56 | SDFE2018 | 95119 | NEG Micon NM 1800-750/175 | NEG.Micon.M1500.750
570715000000019982 | 1998-05-25 | 750 | 44 | 46 | Micon | M 44/750 | 730 | Randers | LAND | Stangerum | 7a | 571202.45 | 6275429.98 | SDFE2018 | 95120 | Micon M 44/750 | NEG.Micon.NM48.750
570715000000019999 | 1998-05-25 | 750 | 44 | 46 | Micon | M 44/750 | 730 | Randers | LAND | Stangerum | 2a | 571381.07 | 6275339.31 | SDFE2018 | 95120 | Micon M 44/750 | NEG.Micon.NM48.750
570715000000020001 | 1999-02-03 | 750 | 44 | 46 | Micon | M 44/750 | 730 | Randers | LAND | Stangerum | 16a | 571560.78 | 6275248.96 | SDFE2018 | 95120 | Micon M 44/750 | NEG.Micon.NM48.750
570715000000020018 | 1998-05-25 | 750 | 44 | 46 | Micon | M 44/750 | 730 | Randers | LAND | Stangerum | 7d | 571738.76 | 6275158.23 | SDFE2018 | 95120 | Micon M 44/750 | NEG.Micon.NM48.750
570715000000020025 | 1999-01-01 | 750 | 44 | 46 | NEG Micon | NM 44/750 | 730 | Randers | LAND | Stangerum | 8c | 571915.23 | 6275067.73 | SDFE2018 | 95120 | NEG Micon NM 44/750 | NEG.Micon.NM48.750
570715000000020056 | 1998-11-01 | 750 | 48.2 | 45 | NEG Micon | NM 48/750 | 730 | Randers | LAND | Jennum by, Spentrup | 7p | 565621.85 | 6267398.27 | SDFE2018 | 95122 | NEG Micon NM 48/750 | NEG.Micon.NM48.750
570715000000020063 | 1998-11-01 | 750 | 48.2 | 45 | NEG Micon | NM 48/750 | 730 | Randers | LAND | Jennum by, Spentrup | 19a | 565877.5 | 6267101.96 | SDFE2018 | 95122 | NEG Micon NM 48/750 | NEG.Micon.NM48.750
570715000000020070 | 1998-11-01 | 750 | 48.2 | 45 | NEG Micon | NM 48/750 | 730 | Randers | LAND | Jennum by, Spentrup | 10c | 566134.78 | 6266805.86 | SDFE2018 | 95122 | NEG Micon NM 48/750 | NEG.Micon.NM48.750
570715000000020087 | 1998-11-01 | 750 | 48.2 | 45 | NEG Micon | NM 48/750 | 730 | Randers | LAND | Jennum by, Spentrup | 19f | 566196.18 | 6267168 | SDFE2018 | 95122 | NEG Micon NM 48/750 | NEG.Micon.NM48.750
570715000000020094 | 1998-11-01 | 750 | 48.2 | 45 | NEG Micon | NM 48/750 | 730 | Randers | LAND | Jennum by, Spentrup | 10c | 566452.28 | 6266870.76 | SDFE2018 | 95122 | NEG Micon NM 48/750 | NEG.Micon.NM48.750
570715000000020117 | 1998-12-21 | 750 | 48 | 45 | Micon | M 48/750 | 730 | Randers | LAND | Gassum by, Gassum | 1a | 559167.08 | 6270278.57 | SDFE2018 | 95123 | Micon M 48/750 | NEG.Micon.NM48.750
570715000000020124 | 1998-12-21 | 750 | 48 | 45 | Micon | M 48/750 | 730 | Randers | LAND | Gassum by, Gassum | 17k | 559425.57 | 6270429.27 | SDFE2018 | 95123 | Micon M 48/750 | NEG.Micon.NM48.750
570715000000020131 | 1998-12-21 | 750 | 48.2 | 45 | NEG Micon | NM 750-200/48 | 730 | Randers | LAND | Randrup gde, Gassum. | 2z | 559683.99 | 6270581.89 | SDFE2018 | 95123 | NEG Micon NM 750-200/48 | NEG.Micon.NM48.750
570715000000020148 | 1998-12-21 | 750 | 48.2 | 43.6 | Micon | M 48/750 | 730 | Randers | LAND | Randrup gde, Gassum. | 2c | 559944.19 | 6270732.5 | SDFE2018 | 95123 | Micon M 48/750 | NEG.Micon.NM48.750
570715000000020155 | 1998-12-21 | 750 | 48 | 45 | NEG Micon | NM 750-200/48 | 730 | Randers | LAND | Randrup gde, Gassum. | 2d | 560202.83 | 6270882.72 | SDFE2018 | 95123 | NEG Micon NM 750-200/48 | NEG.Micon.NM48.750
570715000000020230 | 1998-12-01 | 750 | 48 | 50 | NEG Micon | NM 48/750 | 730 | Randers | LAND | Langkastrup | 18e | 574002.15 | 6256074.8 | SDFE2018 | 95127 | NEG Micon NM 48/750 | NEG.Micon.NM48.750
570715000000020247 | 1998-12-01 | 750 | 48 | 50 | NEG Micon | NM 750-200/48 | 730 | Randers | LAND | Langkastrup Mark | 18a | 573761.83 | 6256170.7 | SDFE2018 | 95128 | NEG Micon NM 750-200/48 | NEG.Micon.NM48.750
570715000000020254 | 1999-04-15 | 750 | 48 | 50 | NEG Micon | NM 48/750 | 730 | Randers | LAND | Tammestrup by, Essenbæk | 2a | 573298.01 | 6256353.41 | SDFE2018 | 95129 | NEG Micon NM 48/750 | NEG.Micon.NM48.750
570715000000020261 | 1999-04-15 | 750 | 48 | 45 | NEG Micon | NM 48/750 | 730 | Randers | LAND | Tammestrup By, Essenbæk | 2a | 573523.48 | 6256264.76 | SDFE2018 | 8095130 | NEG Micon NM 48/750 | NEG.Micon.NM48.750
570715000000020452 | 2000-03-15 | 750 | 48.2 | 45 | NEG Micon | NM 750-200/48 | 730 | Randers | LAND | Dalbyneder | 13d | 575011.71 | 6276515.8 | SDFE2018 | 95136 | NEG Micon NM 750-200/48 | NEG.Micon.NM48.750
570715000000020469 | 2000-03-15 | 750 | 48 | 45 | NEG Micon | NM 750-200/48 | 730 | Randers | LAND | Demstrup Hovedgård | 1a | 575030.46 | 6276273.28 | SDFE2018 | 95136 | NEG Micon NM 750-200/48 | NEG.Micon.NM48.750
570715000000020476 | 2000-03-15 | 750 | 48 | 45 | NEG Micon | NM 750-200/48 | 730 | Randers | LAND | Demstrup Hovedgård | 1a | 575051.61 | 6276031.29 | SDFE2018 | 95136 | NEG Micon NM 750-200/48 | NEG.Micon.NM48.750
570715000000020483 | 2000-03-15 | 750 | 48.2 | 45 | NEG Micon | NM 750-200/48 | 730 | Randers | LAND | Dalbyneder | 10a | 575069.38 | 6275788.99 | SDFE2018 | 95136 | NEG Micon NM 750-200/48 | NEG.Micon.NM48.750
570715000000020490 | 1999-12-23 | 750 | 48.2 | 45 | NEG Micon | NM 750 | 730 | Randers | LAND | Værum by, Værum | 21a | 561998.06 | 6250934.36 | SDFE2018 | 95137 | NEG Micon NM 750 | NEG.Micon.NM48.750
570715000000020513 | 1999-07-19 | 750 | 48 | 45 | NEG Micon | NM 48/750 | 730 | Randers | LAND | Råsted | 4s | 557739.74 | 6262606.44 | SDFE2018 | 95138 | NEG Micon NM 48/750 | NEG.Micon.NM48.750
570715000000020520 | 1999-07-19 | 750 | 48.2 | 45 | NEG Micon | NM 1800-750/175 | 730 | Randers | LAND | Råsted | 4u | 557727.21 | 6262384.21 | SDFE2018 | 95138 | NEG Micon NM 1800-750/175 | NEG.Micon.M1500.750
570715000000020537 | 1999-07-19 | 750 | 48 | 45 | NEG Micon | NM 750-200/20 | 730 | Randers | LAND | Råsted By, Råsted | 3q | 557972.35 | 6262509.43 | SDFE2018 | 95138 | NEG Micon NM 750-200/20 | NEG.Micon.NM48.750
570715000000020544 | 1999-07-19 | 750 | 48 | 45 | NEG Micon | NM 750-200/48 | 730 | Randers | LAND | Råsted by, Råsted | 3p | 557972.79 | 6262309.07 | SDFE2018 | 95138 | NEG Micon NM 750-200/48 | NEG.Micon.NM48.750
570715000000020568 | 1999-11-24 | 750 | 48.2 | 45 | NEG Micon | NM 48/750 45 | 730 | Randers | LAND | Virring by, Virring | 2m | 577176.26 | 6255664.02 | SDFE2018 | 95139 | NEG Micon NM 48/750 45 | NEG.Micon.NM48.750
570715000000020575 | 1999-11-24 | 750 | 48 | 45 | NEG Micon | NM 48/750 | 730 | Randers | LAND | Virring by, Virring | 8z | 577149.58 | 6255861.96 | SDFE2018 | 95139 | NEG Micon NM 48/750 | NEG.Micon.NM48.750
570715000000020582 | 1999-11-24 | 750 | 48.2 | 45 | NEG Micon | NM 48/750 | 730 | Randers | LAND | Virring by, Virring | 8b | 577122.6 | 6256059.81 | SDFE2018 | 95139 | NEG Micon NM 48/750 | NEG.Micon.NM48.750
570715000000020599 | 1999-12-21 | 750 | 48 | 45 | NEG Micon | NM 48/750 | 730 | Randers | LAND | Vestrup by, Albæk | 3a | 569393.49 | 6260515.46 | SDFE2018 | 95140 | NEG Micon NM 48/750 | NEG.Micon.NM48.750
570715000000020605 | 2000-03-21 | 750 | 48 | 45 | NEG Micon | NM 48/750 | 730 | Randers | LAND | Værum by, Værum | 25k | 561878.36 | 6250834.18 | SDFE2018 | 95141 | NEG Micon NM 48/750 | NEG.Micon.NM48.750
570715000000020803 | 2000-10-08 | 750 | 48 | 44 | NEG Micon | NM 48/750 | 730 | Randers | LAND | Grensten, Grensten | 1b | 556804.83 | 6254489.63 | SDFE2018 | 95162 | NEG Micon NM 48/750 | NEG.Micon.NM48.750
570715000000020810 | 2000-10-08 | 750 | 48 | 44 | NEG Micon | NM 48/750 | 730 | Randers | LAND | Grensten, Grensten | 3a | 556855.29 | 6254296.54 | SDFE2018 | 95163 | NEG Micon NM 48/750 | NEG.Micon.NM48.750
570715000000020827 | 2000-10-08 | 750 | 48 | 44 | NEG Micon | NM 48/750 | 730 | Randers | LAND | Grensten, Grensten | 3a | 556907 | 6254102.18 | SDFE2018 | 95164 | NEG Micon NM 48/750 | NEG.Micon.NM48.750
570715000000023606 | 1999-06-18 | 750 | 48.2 | 43.6 | NEG Micon | NM 750 | 746 | Skanderborg | LAND | Blegind by,Blegind | 18ø | 567416.28 | 6214281.28 | SDFE2018 | 90027 | NEG Micon NM 750 | NEG.Micon.NM48.750
570715000000023613 | 1999-06-18 | 750 | 48 | 45 | NEG Micon | NM 750 | 746 | Skanderborg | LAND | Blegind by,Blegind | 1e | 567327.51 | 6214403.05 | SDFE2018 | 90027 | NEG Micon NM 750 | NEG.Micon.NM48.750
570715000000023620 | 1999-06-18 | 750 | 48.2 | 45 | NEG Micon | NM 750 | 746 | Skanderborg | LAND | Blegind by,Blegind | 1i | 567239.61 | 6214524.83 | SDFE2018 | 90027 | NEG Micon NM 750 | NEG.Micon.NM48.750
570715000000023057 | 2000-07-06 | 750 | 48 | 45 | NEG Micon | NM 48/750 | 751 | Århus | LAND | Hesselballe by, Hjortshøj | 1b | 578001.78 | 6236997.3 | SDFE2018 | 2012131 | NEG Micon NM 48/750 | NEG.Micon.NM48.750
570715000000023064 | 2000-07-06 | 750 | 48 | 45 | NEG Micon | NM 48/750 | 751 | Århus | LAND | Bendstrup by, Todbjerg | 5a | 577457.77 | 6237190.17 | SDFE2018 | 2012132 | NEG Micon NM 48/750 | NEG.Micon.NM48.750
570715000000023071 | 2000-07-06 | 750 | 48 | 45 | NEG Micon | NM 48/750 | 751 | Århus | LAND | Bendstrup by, Todbjerg | 8a | 577275.97 | 6237254.98 | SDFE2018 | 2012133 | NEG Micon NM 48/750 | NEG.Micon.NM48.750
570715000000055980 | 2001-11-09 | 750 | 48.2 | 45 | NEG Micon | NM 750-200/48 | 751 | Århus | LAND | Bendstrup by Todbjerg | 5a | 577820.73 | 6237061.24 | SDFE2018 | 2002431 | NEG Micon NM 750-200/48 | NEG.Micon.NM48.750
570715000000055997 | 2001-11-09 | 750 | 48.2 | 45 | NEG Micon | NM 750-200/48 | 751 | Århus | LAND | Bendstrup by Todbjerg | 5a | 577639.21 | 6237125.87 | SDFE2018 | 2002441 | NEG Micon NM 750-200/48 | NEG.Micon.NM48.750
570715000000025167 | 1998-10-28 | 750 | 48 | 45 | Vestas Wind Systems A/S | V 47 | 766 | Hedensted | LAND | Skævlund By, Rårup | 4f | 560306.73 | 6181756.96 | SDFE2018 | 300141 | Vestas Wind Systems A/S V 47 | Vestas.V47.660
570715000000025198 | 1998-11-06 | 750 | 48 | 45 | NEG Micon | NM 750-200/48 | 766 | Hedensted | LAND | Hornum By, Hornum | 8a | 551798.08 | 6178400.56 | SDFE2018 | 300171 | NEG Micon NM 750-200/48 | NEG.Micon.NM48.750
570715000000025204 | 2000-12-11 | 750 | 48 | 45 | NEG Micon | NM 1500-750/175 | 766 | Hedensted | LAND | Gram By, Rårup | 4a | 555978.86 | 6182080.73 | SDFE2018 | 300261 | NEG Micon NM 1500-750/175 | NEG.Micon.M1500.750
570715000000025211 | 1998-11-11 | 750 | 48 | 45 | NEG Micon | NM 1500-750/175 | 766 | Hedensted | LAND | Gram By, Rårup | 4a | 556450.15 | 6182162.01 | SDFE2018 | 300181 | NEG Micon NM 1500-750/175 | NEG.Micon.M1500.750
570715000000025242 | 1999-09-27 | 750 | 48 | 45 | NEG Micon | NM 750-200/48 | 766 | Hedensted | LAND | Åstrup By, Rårup | 7a | 560543.43 | 6181408.17 | SDFE2018 | 300221 | NEG Micon NM 750-200/48 | NEG.Micon.NM48.750
570715000000025280 | 1998-11-11 | 750 | 48 | 45 | NEG Micon | NM 1500-750/175 | 766 | Hedensted | LAND | Gram By, Rårup | 4a | 556213.46 | 6182121.88 | SDFE2018 | 300191 | NEG Micon NM 1500-750/175 | NEG.Micon.M1500.750
570715000000026676 | 2000-06-10 | 750 | 48 | 50 | NEG Micon | NM 48/750 | 766 | Hedensted | LAND | Bjerregård Hgd., Åle | 4i | 537085.44 | 6195289.68 | SDFE2018 | 1030074 | NEG Micon NM 48/750 | NEG.Micon.NM48.750
570715000000026683 | 2000-06-10 | 750 | 48 | 50 | NEG Micon | NM 48/750 | 766 | Hedensted | LAND | Bjerregård Hgd., Åle | 4b | 537239.5 | 6195028 | SDFE2018 | 1030075 | NEG Micon NM 48/750 | NEG.Micon.NM48.750
570715000000028779 | 2000-04-25 | 750 | 48 | 45 | NEG Micon | NM 750-200/48 | 773 | Morsø | LAND | Galtrup | 11a | 486020.55 | 6301706.47 | SDFE2018 | 223895 | NEG Micon NM 750-200/48 | NEG.Micon.NM48.750
570715000000028816 | 2000-08-14 | 750 | 48 | 50 | NEG Micon | NM 48/750 | 773 | Morsø | LAND | Tøving by | 11a | 486017.19 | 6301906.32 | SDFE2018 | 223951 | NEG Micon NM 48/750 | NEG.Micon.NM48.750
570715000000028847 | 2000-01-06 | 750 | 48 | 45 | NEG Micon | NM 48/750 | 773 | Morsø | LAND | Alsted | 2a | 488151.24 | 6300226.43 | SDFE2018 | 223988 | NEG Micon NM 48/750 | NEG.Micon.NM48.750
570715000000028854 | 2000-01-11 | 750 | 48 | 48 | NEG Micon | NM 48/750 | 773 | Morsø | LAND | Hvidbjerg | 1a | 476642.91 | 6290112.62 | SDFE2018 | 223989 | NEG Micon NM 48/750 | NEG.Micon.NM48.750
570715000000028861 | 2000-01-11 | 750 | 48 | 48 | NEG Micon | NM 48/750 | 773 | Morsø | LAND | Hvidbjerg | 1a | 476635.35 | 6290312.59 | SDFE2018 | 223990 | NEG Micon NM 48/750 | NEG.Micon.NM48.750
570715000000028878 | 1999-10-25 | 750 | 48 | 50 | NEG Micon | NM 48/750 | 773 | Morsø | LAND | Hvidbjerg | 1n | 476628.51 | 6290512.07 | SDFE2018 | 223992 | NEG Micon NM 48/750 | NEG.Micon.NM48.750
570715000000028885 | 1999-10-26 | 750 | 48 | 45 | NEG Micon | NM 48/750 | 773 | Morsø | LAND | Alsted | 2a | 488330.63 | 6300140.11 | SDFE2018 | 223993 | NEG Micon NM 48/750 | NEG.Micon.NM48.750
570715000000028892 | 1999-10-26 | 750 | 48 | 45 | NEG Micon | NM 48/750 | 773 | Morsø | LAND | Alsted | 2a | 488512.54 | 6300051.76 | SDFE2018 | 223994 | NEG Micon NM 48/750 | NEG.Micon.NM48.750
570715000000018121 | 1997-11-07 | 750 | 44 | 46 | NEG Micon | NM 750-150 | 779 | Skive | LAND | Håsum Torp By, Håsum | 11a | 489734.22 | 6271826.4 | SDFE2018 | 2050280 | NEG Micon NM 750-150 | NEG.Micon.NM48.750
570715000000018138 | 1997-11-07 | 750 | 44 | 46 | NEG Micon | NM 1500-750/175 | 779 | Skive | LAND | Hvidbjerg | 11a | 495155.32 | 6270001.97 | SDFE2018 | 2050281 | NEG Micon NM 1500-750/175 | NEG.Micon.M1500.750
570715000000018152 | 1997-11-07 | 750 | 44 | 46 | NEG Micon | NM 1500-750/175 | 779 | Skive | LAND | Hvidbjerg by, Hvidbjerg | 11a | 495161.84 | 6270154.98 | SDFE2018 | 2050284 | NEG Micon NM 1500-750/175 | NEG.Micon.M1500.750
570715000000018428 | 1999-10-25 | 750 | 48 | 50 | NEG Micon | NM 750-200/48 | 779 | Skive | LAND | Hindborg | 1a | 498405.79 | 6276821.87 | SDFE2018 | 2050311 | NEG Micon NM 750-200/48 | NEG.Micon.NM48.750
570715000000018435 | 1999-10-01 | 750 | 48 | 50 | NEG Micon | NM 750-200/48 | 779 | Skive | LAND | Hindborg | 1a m.fl | 498207.44 | 6276801.08 | SDFE2018 | 2050312 | NEG Micon NM 750-200/48 | NEG.Micon.NM48.750
570715000000018442 | 1999-10-25 | 750 | 48 | 50 | NEG Micon | NM 750-200/48 | 779 | Skive | LAND | Trustrup By, Dølby | 3e | 499002.88 | 6276882.39 | SDFE2018 | 2050313 | NEG Micon NM 750-200/48 | NEG.Micon.NM48.750
570715000000063879 | 2002-12-23 | 750 | 48 | 50 | NEG Micon | NM 750-200/48 | 779 | Skive | LAND | Sønder Balling By, Balling | 4a | 490749.33 | 6275304.41 | SDFE2018 | 2050362 | NEG Micon NM 750-200/48 | NEG.Micon.NM48.750
570715000000063886 | 2002-12-23 | 750 | 48 | 50 | NEG Micon | NM 750-200/48 | 779 | Skive | LAND | Sdr. Andrup by, Ramsing | 4b | 491198.39 | 6275084.38 | SDFE2018 | 2050363 | NEG Micon NM 750-200/48 | NEG.Micon.NM48.750
570715000000063893 | 2002-12-23 | 750 | 48 | 50 | NEG Micon | NM 750-200/48 | 779 | Skive | LAND | Sdr. Andrup By, Ramsing | 1a | 490973.65 | 6275195.83 | SDFE2018 | 2050364 | NEG Micon NM 750-200/48 | NEG.Micon.NM48.750
570714700000013621 | 2000-09-25 | 750 | 48 | 45 | NEG Micon | NM 48/750 | 259 | Køge | LAND | Gummersmarke By, Bjæverskov | 3b | 689721.25 | 6147664.15 | SDFE2018 | 195389 | NEG Micon NM 48/750 | NEG.Micon.NM48.750
570714700000013126 | 2000-03-22 | 750 | 44 | 48 | NEG Micon | NM 44/750 | 260 | Halsnæs | LAND | Hald by, Torup | 4a | 683020.15 | 6208539.35 | SDFE2018 | 97-11319 | NEG Micon NM 44/750 | NEG.Micon.NM48.750
570714700000013133 | 2000-03-22 | 750 | 44 | 48 | NEG Micon | NM 44/750 | 260 | Halsnæs | LAND | Hald by, Torup | 4a | 682828.93 | 6208460.81 | SDFE2018 | 97-11321 | NEG Micon NM 44/750 | NEG.Micon.NM48.750
570714700000004520 | 1999-05-10 | 750 | 48 | 45 | Wind World | W 4800-750 | 265 | Roskilde | LAND | Assendløse | 9c | 688686.39 | 6160519.59 | SDFE2018 | 33-8297 | Wind World W 4800-750 | Wind.World.W3700
570715000000031397 | 1996-06-07 | 750 | 44 | 48 | NEG Micon | NM 48/750 | 787 | Thisted | LAND | Grurup by | 6b,14,7 | 463475.1 | 6293304.06 | SDFE2018 | 160246 | NEG Micon NM 48/750 | NEG.Micon.NM48.750
570715000000031588 | 1996-12-05 | 750 | 44 | 46 | NEG Micon | NM 1500-750/175 | 787 | Thisted | LAND | Bedsted | 2a | 461122.65 | 6296076.1 | SDFE2018 | 160284 | NEG Micon NM 1500-750/175 | NEG.Micon.M1500.750
570715000000015243 | 1999-05-20 | 750 | 48.2 | 50 | NEG Micon | NM 48/750 | 791 | Viborg | LAND | Frederiks by | 3d | 515126.43 | 6247457.86 | SDFE2018 | 3097668 | NEG Micon NM 48/750 | NEG.Micon.NM48.750
570715000000015250 | 1999-05-20 | 750 | 48.2 | 50 | NEG Micon | NM 48/750 | 791 | Viborg | LAND | Frederiks by | 15f | 515335.55 | 6247261.3 | SDFE2018 | 3097669 | NEG Micon NM 48/750 | NEG.Micon.NM48.750
570715000000015267 | 1999-05-20 | 750 | 48.2 | 50 | NEG Micon | NM 48/750 | 791 | Viborg | LAND | Frederiks by | 20i | 515231.73 | 6247359.65 | SDFE2018 | 3097670 | NEG Micon NM 48/750 | NEG.Micon.NM48.750
570715000000018145 | 1998-10-26 | 750 | 44 | 46 | NEG Micon | NM 48/750 | 791 | Viborg | LAND | Vridsted | 5a | 501321.41 | 6253158.06 | SDFE2018 | 2050282 | NEG Micon NM 48/750 | NEG.Micon.NM48.750
570715000000002601 | 1998-03-13 | 750 | 52 | 45 | Wind World | W 5200-750 | 813 | Frederikshavn | LAND | Skagen Markjorder | 218a | 593238.5 | 6400558.08 | SDFE2018 | 0391-8043 | Wind World W 5200-750 | Wind.World.W3700
570715000000002946 | 1997-02-21 | 750 | 44 | 45 | Micon | M 750-175/44 | 813 | Frederikshavn | LAND | Den sydlige Del, Åsted | 14o | 582716.47 | 6363215.67 | SDFE2018 | 0901-0190 | Micon M 750-175/44 | NEG.Micon.NM48.750
570715000000003080 | 2000-07-18 | 750 | 48 | 45 | Micon | M 750-200/48 45 | 813 | Frederikshavn | LAND | Vangkær, Torslev | 7r | 577123.46 | 6359727.92 | SDFE2018 | 1002-0194 | Micon M 750-200/48 45 | NEG.Micon.NM48.750
570715000000003097 | 2000-08-02 | 750 | 48 | 45 | Micon | M 750-200/48 45 | 813 | Frederikshavn | LAND | Vangkær, Torslev | 7a | 577361.17 | 6359544.89 | SDFE2018 | 1002-0195 | Micon M 750-200/48 45 | NEG.Micon.NM48.750
570715000000003103 | 2000-08-02 | 750 | 48 | 45 | Micon | M 750-200/48 45 | 813 | Frederikshavn | LAND | Vangkær, Torslev | 7a | 577598.86 | 6359362.03 | SDFE2018 | 1002-0196 | Micon M 750-200/48 45 | NEG.Micon.NM48.750
570715000000003110 | 2000-07-18 | 750 | 48 | 45 | Micon | M 750-200/48 45 | 813 | Frederikshavn | LAND | Vangkær, Torslev | 7a | 577128.39 | 6359487.76 | SDFE2018 | 1002-0197 | Micon M 750-200/48 45 | NEG.Micon.NM48.750
570715000000003127 | 2000-01-03 | 750 | 48 | 45 | Micon | M 750-200/48 45 | 813 | Frederikshavn | LAND | Vangkær, Torslev | 7a | 577365.77 | 6359305.07 | SDFE2018 | 1002-0198 | Micon M 750-200/48 45 | NEG.Micon.NM48.750
570715000000003394 | 2000-01-04 | 750 | 48 | 45 | Micon | M 750-200/48 45 | 813 | Frederikshavn | LAND | Gårdbo Sø, Råbjerg | 2al | 579425.01 | 6382570.79 | SDFE2018 | 1103-0110 | Micon M 750-200/48 45 | NEG.Micon.NM48.750
570715000000003400 | 2000-02-02 | 750 | 48 | 45 | Micon | M 750-200/48 45 | 813 | Frederikshavn | LAND | Gårdbo Sø, Råbjerg | 2n | 579662.85 | 6382697.04 | SDFE2018 | 1103-0112 | Micon M 750-200/48 45 | NEG.Micon.NM48.750
570715000000003417 | 2000-01-04 | 750 | 48 | 45 | Micon | M 750-200/48 45 | 813 | Frederikshavn | LAND | Gårdbo Sø, Råbjerg | 2n | 579386.77 | 6382353.46 | SDFE2018 | 1103-0114 | Micon M 750-200/48 45 | NEG.Micon.NM48.750
570715000000003424 | 2000-01-04 | 750 | 48 | 45 | Micon | M 750-200/48 45 | 813 | Frederikshavn | LAND | Gårdbo Sø, Råbjerg | 2n | 579624.91 | 6382480.01 | SDFE2018 | 1103-0116 | Micon M 750-200/48 45 | NEG.Micon.NM48.750
570715000000003431 | 2000-01-04 | 750 | 48 | 45 | Micon | M 750-200/48 45 | 813 | Frederikshavn | LAND | Gårdbo Sø, Råbjerg | 6 | 579863.42 | 6382605.3 | SDFE2018 | 1103-0118 | Micon M 750-200/48 45 | NEG.Micon.NM48.750
570715000000013560 | 2000-01-17 | 750 | 44 | 46 | NEG Micon | NM 44/750 45 | 813 | Frederikshavn | LAND | Syd østlige del. Albæk | 11c | 586300.99 | 6339389.51 | SDFE2018 | 77000-01 | NEG Micon NM 44/750 45 | NEG.Micon.NM48.750
570715000000013577 | 1999-12-15 | 750 | 44 | 46 | NEG Micon | NM 44/750 45 | 813 | Frederikshavn | LAND | Syd østlige del. Albæk | 15e | 586203.15 | 6339159.57 | SDFE2018 | 77000-01 | NEG Micon NM 44/750 45 | NEG.Micon.NM48.750
570715000000013584 | 2000-01-28 | 750 | 44 | 46 | NEG Micon | NM 44/750 45 | 813 | Frederikshavn | LAND | Syd østlige del. Albæk | 35a | 586104.49 | 6338928.5 | SDFE2018 | 77000-01 | NEG Micon NM 44/750 45 | NEG.Micon.NM48.750
570715000000013591 | 1999-12-15 | 750 | 44 | 46 | NEG Micon | NM 44/750 45 | 813 | Frederikshavn | LAND | Syd østlige del. Albæk | 1ø | 586011.45 | 6338698.11 | SDFE2018 | 77000-01 | NEG Micon NM 44/750 45 | NEG.Micon.NM48.750
570715000000009839 | 1997-10-03 | 750 | 44 | 50 | NEG Micon | NM 1500-750/175 | 820 | Vesthimmerlands | LAND | Havbro Gde. | 1a | 525119.13 | 6296184.71 | SDFE2018 | 370 | NEG Micon NM 1500-750/175 | NEG.Micon.M1500.750
570715000000009846 | 1997-10-03 | 750 | 44 | 50 | NEG Micon | NM 1500-750/175 | 820 | Vesthimmerlands | LAND | Sdr. Havbro | 2c | 525013.62 | 6294754.86 | SDFE2018 | 371 | NEG Micon NM 1500-750/175 | NEG.Micon.M1500.750
570715000000010101 | 1998-06-01 | 750 | 44 | 48 | NEG Micon | NM 750-200/48 | 820 | Vesthimmerlands | LAND | Støttrup by | 3q | 521967.95 | 6294996.55 | SDFE2018 | 507 | NEG Micon NM 750-200/48 | NEG.Micon.NM48.750
570715000000010149 | 1998-11-06 | 750 | 44 | 40 | NEG Micon | NM 44/750 | 820 | Vesthimmerlands | LAND | Ø. Ørbæk by | 4ad | 518014.75 | 6314084.19 | SDFE2018 | 389 | NEG Micon NM 44/750 | NEG.Micon.NM48.750
570715000000010156 | 1998-11-06 | 750 | 44 | 40 | NEG Micon | NM 44/750 | 820 | Vesthimmerlands | LAND | Ø. Ørbæk by | 4ad | 518050.97 | 6313888.47 | SDFE2018 | 390 | NEG Micon NM 44/750 | NEG.Micon.NM48.750
570715000000010163 | 1998-11-06 | 750 | 44 | 40 | NEG Micon | NM 44/750 | 820 | Vesthimmerlands | LAND | Ø. Ørbæk by | 7n | 518086.01 | 6313693.92 | SDFE2018 | 391 | NEG Micon NM 44/750 | NEG.Micon.NM48.750
570715000000010187 | 1998-10-29 | 750 | 48 | 48 | NEG Micon | NM 750-200/48 | 820 | Vesthimmerlands | LAND | Blære by | 17e | 531300.54 | 6304456.44 | SDFE2018 | 9000393 | NEG Micon NM 750-200/48 | NEG.Micon.NM48.750
570715000000010200 | 1998-10-28 | 750 | 48 | 48 | NEG Micon | NM 750-200/48 | 820 | Vesthimmerlands | LAND | Blære by | 17h | 531480.86 | 6304383.17 | SDFE2018 | 394 | NEG Micon NM 750-200/48 | NEG.Micon.NM48.750
570715000000010217 | 1998-10-28 | 750 | 48 | 48 | NEG Micon | NM 750-200/48 | 820 | Vesthimmerlands | LAND | Blære by | 22d | 531661.3 | 6304309.83 | SDFE2018 | 9000394 | NEG Micon NM 750-200/48 | NEG.Micon.NM48.750
570715000000010224 | 1998-11-11 | 750 | 48 | 45 | NEG Micon | NM 750-200/48 | 820 | Vesthimmerlands | LAND | Li. Ajstrup by | 3c | 529694.65 | 6304317.19 | SDFE2018 | 395 | NEG Micon NM 750-200/48 | NEG.Micon.NM48.750
570715000000010231 | 1998-11-11 | 750 | 48 | 45 | NEG Micon | NM 750-200/48 | 820 | Vesthimmerlands | LAND | Vormstrupgård | 1g | 529749.69 | 6304116.5 | SDFE2018 | 396 | NEG Micon NM 750-200/48 | NEG.Micon.NM48.750
570715000000010248 | 1998-11-11 | 750 | 48 | 45 | NEG Micon | NM 750-200/48 | 820 | Vesthimmerlands | LAND | Vormstrupgård | 1f | 529532.96 | 6304162.47 | SDFE2018 | 397 | NEG Micon NM 750-200/48 | NEG.Micon.NM48.750
570715000000010286 | 1998-12-21 | 750 | 48 | 45 | NEG Micon | NM 750-200/48 | 820 | Vesthimmerlands | LAND | Gunderstedgård Hgd. | 1ah | 528808.86 | 6306651.38 | SDFE2018 | 401 | NEG Micon NM 750-200/48 | NEG.Micon.NM48.750
570715000000010293 | 1998-12-21 | 750 | 48 | 45 | NEG Micon | NM 750-200/48 | 820 | Vesthimmerlands | LAND | Gunderstedgård Hgd. | 1ah | 528766.56 | 6306466.04 | SDFE2018 | 402 | NEG Micon NM 750-200/48 | NEG.Micon.NM48.750
570715000000010309 | 1998-12-21 | 750 | 48 | 45 | NEG Micon | NM 750-200/48 | 820 | Vesthimmerlands | LAND | Gunderstedgård Hgd. | 1ah | 528724.32 | 6306280.15 | SDFE2018 | 403 | NEG Micon NM 750-200/48 | NEG.Micon.NM48.750
570715000000010606 | 2000-11-06 | 750 | 48 | 45 | NEG Micon | NM 48/750 | 820 | Vesthimmerlands | LAND | Løgsted by | 7a | 514740.37 | 6311220.67 | SDFE2018 | 440 | NEG Micon NM 48/750 | NEG.Micon.NM48.750
570715000000010613 | 2000-11-06 | 750 | 48 | 45 | NEG Micon | NM 48/750 | 820 | Vesthimmerlands | LAND | Løgsted by | 7a | 514775.97 | 6311123.88 | SDFE2018 | 441 | NEG Micon NM 48/750 | NEG.Micon.NM48.750
570715000000010620 | 2000-11-17 | 750 | 48 | 45 | NEG Micon | NM 48/750 | 820 | Vesthimmerlands | LAND | V. Faldgårde | 2e | 518208.87 | 6304223.65 | SDFE2018 | 442 | NEG Micon NM 48/750 | NEG.Micon.NM48.750
570715000000010637 | 2000-11-17 | 750 | 48 | 45 | NEG Micon | NM 48/750 | 820 | Vesthimmerlands | LAND | V. Faldgårde | 2e | 518245.69 | 6304084.96 | SDFE2018 | 443 | NEG Micon NM 48/750 | NEG.Micon.NM48.750
570715000000010644 | 2000-11-17 | 750 | 48 | 45 | NEG Micon | NM 48/750 | 820 | Vesthimmerlands | LAND | V. Faldgårde | 1a | 518282.43 | 6303946.11 | SDFE2018 | 444 | NEG Micon NM 48/750 | NEG.Micon.NM48.750
570715000000010651 | 2000-12-01 | 750 | 48 | 45 | NEG Micon | NM 48/750 | 820 | Vesthimmerlands | LAND | Østergård | 1ai | 512270.8 | 6307479.06 | SDFE2018 | 445 | NEG Micon NM 48/750 | NEG.Micon.NM48.750
570715000000010668 | 2000-12-01 | 750 | 48 | 45 | NEG Micon | NM 48/750 | 820 | Vesthimmerlands | LAND | Østergård | 1ai | 512375.3 | 6307210.69 | SDFE2018 | 446 | NEG Micon NM 48/750 | NEG.Micon.NM48.750
570715000000010675 | 2000-12-01 | 750 | 48 | 45 | NEG Micon | NM 48/750 | 820 | Vesthimmerlands | LAND | Østergård | 1ah | 512322.75 | 6307344.78 | SDFE2018 | 447 | NEG Micon NM 48/750 | NEG.Micon.NM48.750
570715000000057342 | 2002-12-19 | 750 | 48 | 45 | NEG Micon | NM 48/750 | 820 | Vesthimmerlands | LAND | Bjørnsholm Hvg. | 2bz | 511293.74 | 6304562.22 | SDFE2018 | 044-436 | NEG Micon NM 48/750 | NEG.Micon.NM48.750
570715000000063459 | 2002-12-19 | 750 | 48 | 45 | NEG Micon | NM 48/750 | 820 | Vesthimmerlands | LAND | Bjørnsholm Hvg. | 2bz | 511564.84 | 6304489.23 | SDFE2018 | 044-437 | NEG Micon NM 48/750 | NEG.Micon.NM48.750
570715000000063466 | 2002-12-19 | 750 | 48 | 45 | NEG Micon | NM 48/750 | 820 | Vesthimmerlands | LAND | Bjørnsholm Hvg. | 2bz | 511429.72 | 6304526.46 | SDFE2018 | 044-438 | NEG Micon NM 48/750 | NEG.Micon.NM48.750
570715000000063473 | 2002-12-19 | 750 | 48 | 45 | NEG Micon | NM 48/750 | 820 | Vesthimmerlands | LAND | Bjørnsholm Hvg. | 2bz | 511699.87 | 6304454.24 | SDFE2018 | 044-439 | NEG Micon NM 48/750 | NEG.Micon.NM48.750
570715000000063497 | 2002-12-23 | 750 | 48.2 | 45 | NEG Micon | NM 48/750 | 820 | Vesthimmerlands | LAND | Østergård | 1y | 512384.54 | 6308297.94 | SDFE2018 | 044-471 | NEG Micon NM 48/750 | NEG.Micon.NM48.750
570715000000063503 | 2002-12-21 | 750 | 48.2 | 45 | NEG Micon | NM 48/750 | 820 | Vesthimmerlands | LAND | Østergård | 1a | 512334.56 | 6308167.28 | SDFE2018 | 044-472 | NEG Micon NM 48/750 | NEG.Micon.NM48.750
570715000000081255 | 2007-03-27 | 750 | 44 | 40.4 | Micon | M 1500-750/175 | 820 | Vesthimmerlands | LAND | Skarp Salling By | 9a | 520754.08 | 6311662.68 | SDFE2018 |  | Micon M 1500-750/175 | NEG.Micon.M1500.750
570715000000081279 | 2007-04-04 | 750 | 44 | 40.4 | Micon | M 1500-750/175 | 820 | Vesthimmerlands | LAND | Skarp Salling By | 9a | 520615.94 | 6311478.94 | SDFE2018 |  | Micon M 1500-750/175 | NEG.Micon.M1500.750
570715000000081286 | 2007-04-02 | 750 | 44 | 40.4 | Micon | M 1500-750/175 | 820 | Vesthimmerlands | LAND | Skarp Salling By | 9a | 520524.15 | 6311688.89 | SDFE2018 |  | Micon M 1500-750/175 | NEG.Micon.M1500.750
570715000000010316 | 1999-05-07 | 750 | 48 | 45 | NEG Micon | NM 750-200/48 | 840 | Rebild | LAND | Volstrup by | 7a | 546809.31 | 6312360.66 | SDFE2018 | 404 | NEG Micon NM 750-200/48 | NEG.Micon.NM48.750
570715000000010323 | 1999-05-07 | 750 | 48 | 45 | NEG Micon | NM 750-200/48 | 840 | Rebild | LAND | Volstrup by | 7a | 546820.89 | 6312180.07 | SDFE2018 | 405 | NEG Micon NM 750-200/48 | NEG.Micon.NM48.750
570715000000010330 | 1999-05-07 | 750 | 48 | 45 | NEG Micon | NM 750-200/48 | 840 | Rebild | LAND | Volstrup by | 15b | 546829.54 | 6311999.46 | SDFE2018 | 406 | NEG Micon NM 750-200/48 | NEG.Micon.NM48.750
570715000000010446 | 2000-05-18 | 750 | 48 | 45 | NEG Micon | NM 48/750 | 840 | Rebild | LAND | St. Brøndum by | 5a | 561328.08 | 6301343.94 | SDFE2018 | 417 | NEG Micon NM 48/750 | NEG.Micon.NM48.750
570715000000010453 | 2000-05-18 | 750 | 48 | 50 | NEG Micon | NM 48/750 | 840 | Rebild | LAND | St. Brøndum by | 6c | 561111.55 | 6301580.86 | SDFE2018 | 418 | NEG Micon NM 48/750 | NEG.Micon.NM48.750
570715000000010460 | 2000-05-18 | 750 | 48 | 50 | NEG Micon | NM 48/750 | 840 | Rebild | LAND | St. Brøndum by | 6c | 560899.69 | 6301818.43 | SDFE2018 | 419 | NEG Micon NM 48/750 | NEG.Micon.NM48.750
570715000000010477 | 2000-05-18 | 750 | 48 | 45 | NEG Micon | NM 48/750 | 840 | Rebild | LAND | St. Brøndum by | 4g | 560990.98 | 6302117.36 | SDFE2018 | 420 | NEG Micon NM 48/750 | NEG.Micon.NM48.750
570715000000010484 | 2000-05-18 | 750 | 48 | 45 | NEG Micon | NM 48/750 | 840 | Rebild | LAND | St. Brøndum by | 5k | 561205.84 | 6301880.3 | SDFE2018 | 421 | NEG Micon NM 48/750 | NEG.Micon.NM48.750
570715000000010491 | 2000-05-18 | 750 | 48 | 50 | NEG Micon | NM 48/750 | 840 | Rebild | LAND | St. Brøndum by | 4a | 561419.81 | 6301643.07 | SDFE2018 | 422 | NEG Micon NM 48/750 | NEG.Micon.NM48.750
570715000000057250 | 2002-11-05 | 750 | 44 | 45 | NEG Micon | NM 750-200/44 | 840 | Rebild | LAND | Fyrkilde by | 2a | 542609.72 | 6291342.94 | SDFE2018 | 044-463 | NEG Micon NM 750-200/44 | NEG.Micon.NM48.750
570715000000057304 | 2002-11-07 | 750 | 48.2 | 45 | NEG Micon | NM 750-200/48 | 840 | Rebild | LAND | Ø.Hornum by | 1x | 543981.14 | 6309817.59 | SDFE2018 | 044-469 | NEG Micon NM 750-200/48 | NEG.Micon.NM48.750
570715000000009648 | 1996-12-31 | 750 | 44 | 46 | Micon | M 44/750 | 846 | Mariagerfjord | LAND | Valsgård by | 4cf | 552035.5 | 6283055.03 | SDFE2018 | 350 | Micon M 44/750 | NEG.Micon.NM48.750
570715000000009655 | 1996-12-31 | 750 | 44 | 46 | Micon | M 44/750 | 846 | Mariagerfjord | LAND | Valsgård by | 4cg | 552276.12 | 6283061.01 | SDFE2018 | 351 | Micon M 44/750 | NEG.Micon.NM48.750
570715000000020629 | 2000-06-01 | 750 | 48 | 45 | NEG Micon | NM 48/750 | 846 | Mariagerfjord | LAND | Skjellerup, Hobro jorder | 21a | 553329.13 | 6274165.04 | SDFE2018 | 95144 | NEG Micon NM 48/750 | NEG.Micon.NM48.750
570715000000020636 | 2000-06-08 | 750 | 48 | 45 | NEG Micon | NM 48/750 IEC ll | 846 | Mariagerfjord | LAND | Gettrup, Hobro Jorder | 3a | 553585.8 | 6274157.8 | SDFE2018 | 95145 | NEG Micon NM 48/750 IEC ll | NEG.Micon.NM48.750
570715000000020643 | 2000-06-08 | 750 | 48 | 45 | NEG Micon | NM 48/750 | 846 | Mariagerfjord | LAND | Gettrup, Hobro Jorder | 15h | 553842.8 | 6274150.79 | SDFE2018 | 95146 | NEG Micon NM 48/750 | NEG.Micon.NM48.750
570715000000020650 | 2000-06-08 | 750 | 48 | 45 | NEG Micon | NM 48/750 | 846 | Mariagerfjord | LAND | Gettrup, Hobro | 4r | 554102.35 | 6274144.82 | SDFE2018 | 95147 | NEG Micon NM 48/750 | NEG.Micon.NM48.750
570715000000020667 | 2000-06-08 | 750 | 48.2 | 45 | NEG Micon | NM 48/750 | 846 | Mariagerfjord | LAND | Gettrup, Hobro | 4i | 554359.4 | 6274137.44 | SDFE2018 | 95148 | NEG Micon NM 48/750 | NEG.Micon.NM48.750
570715000000001659 | 2000-02-16 | 750 | 48 | 45 | NEG Micon | NM 48/750 | 849 | Jammerbugt | LAND | Nr.Økse Sø, Brovst | 1bi | 532686.53 | 6331150.04 | SDFE2018 | WØK | NEG Micon NM 48/750 | NEG.Micon.NM48.750
570715000000001666 | 2000-02-16 | 750 | 48 | 45 | NEG Micon | NM 48/750 | 849 | Jammerbugt | LAND | Nr.Økse Sø, Brovst | 1bn | 532512.44 | 6331329.9 | SDFE2018 | WØK | NEG Micon NM 48/750 | NEG.Micon.NM48.750
570715000000001673 | 2000-02-16 | 750 | 48 | 45 | NEG Micon | NM 48/750 | 849 | Jammerbugt | LAND | Nr.Bratskov Hgd, Brovst | 35ø | 532338.47 | 6331510.07 | SDFE2018 | WØK | NEG Micon NM 48/750 | NEG.Micon.NM48.750
570715000000001680 | 2000-02-16 | 750 | 48 | 45 | NEG Micon | NM 48/750 | 849 | Jammerbugt | LAND | Nr.Bratskov Hgd, Brovst | 35ø | 532165.09 | 6331690.21 | SDFE2018 | WØK | NEG Micon NM 48/750 | NEG.Micon.NM48.750
570715000000001697 | 2000-02-16 | 750 | 48 | 45 | NEG Micon | NM 48/750 | 849 | Jammerbugt | LAND | Nr.Økse Sø, Brovst | 1aø | 532928.41 | 6331212.98 | SDFE2018 | WØK | NEG Micon NM 48/750 | NEG.Micon.NM48.750
570715000000001703 | 2000-02-16 | 750 | 48 | 45 | NEG Micon | NM 48/750 | 849 | Jammerbugt | LAND | Nr.Økse Sø, Brovst | 1aø | 532751.73 | 6331392.4 | SDFE2018 | WØK | NEG Micon NM 48/750 | NEG.Micon.NM48.750
570715000000001710 | 2000-02-16 | 750 | 48 | 45 | NEG Micon | NM 48/750 | 849 | Jammerbugt | LAND | Nr.Økse Sø, Brovst | 1bg | 532580.8 | 6331572.67 | SDFE2018 | WØK | NEG Micon NM 48/750 | NEG.Micon.NM48.750
570715000000001727 | 2000-02-16 | 750 | 48 | 45 | NEG Micon | NM 48/750 | 849 | Jammerbugt | LAND | Nr.Økse Sø, Brovst | 1bn | 532407.26 | 6331752.53 | SDFE2018 | WØK | NEG Micon NM 48/750 | NEG.Micon.NM48.750
570715000000001734 | 2000-02-16 | 750 | 48 | 45 | NEG Micon | NM 48/750 | 849 | Jammerbugt | LAND | Nr.Økse Sø, Brovst | 1aø | 533170.53 | 6331275.33 | SDFE2018 | WØK | NEG Micon NM 48/750 | NEG.Micon.NM48.750
570715000000001741 | 2000-02-16 | 750 | 48 | 45 | NEG Micon | NM 48/750 | 849 | Jammerbugt | LAND | Nr.Økse Sø, Brovst | 1aø | 532996.37 | 6331454.9 | SDFE2018 | WØK | NEG Micon NM 48/750 | NEG.Micon.NM48.750
570715000000001758 | 2000-02-16 | 750 | 48 | 45 | NEG Micon | NM 48/750 | 849 | Jammerbugt | LAND | Nr.Økse Sø, Brovst | 1aø | 532822.75 | 6331635.46 | SDFE2018 | WØK | NEG Micon NM 48/750 | NEG.Micon.NM48.750
570715000000001765 | 2000-02-16 | 750 | 48 | 45 | NEG Micon | NM 48/750 | 849 | Jammerbugt | LAND | Nr.Økse Sø, Brovst | 1bn | 532649.37 | 6331815.07 | SDFE2018 | WØK | NEG Micon NM 48/750 | NEG.Micon.NM48.750
570715000000001772 | 2000-02-16 | 750 | 48 | 45 | NEG Micon | NM 48/750 | 849 | Jammerbugt | LAND | Nr.Økse Sø, Brovst | 1d | 533412.13 | 6331337.96 | SDFE2018 | WØK | NEG Micon NM 48/750 | NEG.Micon.NM48.750
570715000000001789 | 2000-02-16 | 750 | 48 | 45 | NEG Micon | NM 48/750 | 849 | Jammerbugt | LAND | Nr.Økse Sø, Brovst | 1d | 533237.68 | 6331518.1 | SDFE2018 | WØK | NEG Micon NM 48/750 | NEG.Micon.NM48.750
570715000000001802 | 2000-02-16 | 750 | 48 | 45 | NEG Micon | NM 48/750 | 849 | Jammerbugt | LAND | Nr.Økse Sø, Brovst | 1bn | 532891.55 | 6331877.59 | SDFE2018 | WØK | NEG Micon NM 48/750 | NEG.Micon.NM48.750
570715000000001819 | 2000-02-16 | 750 | 48 | 45 | NEG Micon | NM 48/750 | 849 | Jammerbugt | LAND | Nr.Økse Sø, Brovst | 1gf | 533653.8 | 6331400.49 | SDFE2018 | WØK | NEG Micon NM 48/750 | NEG.Micon.NM48.750
570715000000001826 | 2000-02-16 | 750 | 48 | 45 | NEG Micon | NM 48/750 | 849 | Jammerbugt | LAND | Nr.Økse Sø, Brovst | 1d | 533481.22 | 6331580.29 | SDFE2018 | WØK | NEG Micon NM 48/750 | NEG.Micon.NM48.750
570715000000001833 | 2000-02-16 | 750 | 48 | 45 | NEG Micon | NM 48/750 | 849 | Jammerbugt | LAND | Nr.Økse Sø, Brovst | 1kb | 533306.44 | 6331760.69 | SDFE2018 | WØK | NEG Micon NM 48/750 | NEG.Micon.NM48.750
570715000000001840 | 2000-02-16 | 750 | 48 | 45 | NEG Micon | NM 48/750 | 849 | Jammerbugt | LAND | Nr.Økse Sø, Brovst | 1a | 533133.55 | 6331939.98 | SDFE2018 | WØK | NEG Micon NM 48/750 | NEG.Micon.NM48.750
570715000000001857 | 2000-02-16 | 750 | 48 | 45 | NEG Micon | NM 48/750 | 849 | Jammerbugt | LAND | Nr.Økse Sø, Brovst | 1gf | 533895.86 | 6331463.48 | SDFE2018 | WØK | NEG Micon NM 48/750 | NEG.Micon.NM48.750
570715000000001864 | 2000-02-16 | 750 | 48 | 45 | NEG Micon | NM 48/750 | 849 | Jammerbugt | LAND | Nr.Økse Sø, Brovst | 1gf | 533722.93 | 6331643.11 | SDFE2018 | WØK | NEG Micon NM 48/750 | NEG.Micon.NM48.750
570715000000001871 | 2000-02-16 | 750 | 48 | 45 | NEG Micon | NM 48/750 | 849 | Jammerbugt | LAND | Nr.Økse Sø, Brovst | 1kb | 533548.84 | 6331823.01 | SDFE2018 | WØK | NEG Micon NM 48/750 | NEG.Micon.NM48.750
570715000000001888 | 2000-02-16 | 750 | 48 | 45 | NEG Micon | NM 48/750 | 849 | Jammerbugt | LAND | Nr.Økse Sø, Brovst | 1kb | 533375.53 | 6332002.78 | SDFE2018 | WØK | NEG Micon NM 48/750 | NEG.Micon.NM48.750
570715000000003868 | 2000-04-20 | 750 | 48 | 45 | NEG Micon | NM 48/750 | 849 | Jammerbugt | LAND | Alstrup By, Alstrup | 7f | 545709.82 | 6347640.64 | SDFE2018 | 91 | NEG Micon NM 48/750 | NEG.Micon.NM48.750
570715000000003875 | 2000-04-20 | 750 | 48 | 45 | NEG Micon | NM 48/750 | 849 | Jammerbugt | LAND | Alstrup By, Alstrup | 14e | 545934.6 | 6347531.97 | SDFE2018 | 92 | NEG Micon NM 48/750 | NEG.Micon.NM48.750
570715000000003882 | 2000-04-20 | 750 | 48 | 45 | NEG Micon | NM 48/750 | 849 | Jammerbugt | LAND | Alstrup By, Alstrup | 14l | 546159.94 | 6347423.32 | SDFE2018 | 93 | NEG Micon NM 48/750 | NEG.Micon.NM48.750
570715000000003899 | 2000-04-20 | 750 | 48 | 45 | NEG Micon | NM 48/750 | 849 | Jammerbugt | LAND | Alstrup By, Alstrup | 6h | 545388.38 | 6347442.41 | SDFE2018 | 94 | NEG Micon NM 48/750 | NEG.Micon.NM48.750
570715000000003905 | 2000-04-20 | 750 | 48 | 45 | NEG Micon | NM 48/750 | 849 | Jammerbugt | LAND | Alstrup By, Alstrup | 6i | 545615.28 | 6347337.38 | SDFE2018 | 95 | NEG Micon NM 48/750 | NEG.Micon.NM48.750
570715000000003912 | 2000-04-20 | 750 | 48 | 45 | NEG Micon | NM 48/750 | 849 | Jammerbugt | LAND | Alstrup By, Alstrup | 6e | 545842.21 | 6347232.67 | SDFE2018 | 96 | NEG Micon NM 48/750 | NEG.Micon.NM48.750
570715000000009679 | 1996-12-31 | 750 | 44 | 53 | Micon | M 44/750 | 851 | Ålborg | LAND | Binderup by | 5d | 542052.23 | 6316275.67 | SDFE2018 | 354 | Micon M 44/750 | NEG.Micon.NM48.750
570715000000009686 | 1996-12-31 | 750 | 44 | 53 | Micon | M 44/750 | 851 | Ålborg | LAND | Binderup by | 4c | 542558.81 | 6316385.64 | SDFE2018 | 482 | Micon M 44/750 | NEG.Micon.NM48.750
570715000000009693 | 1996-12-31 | 750 | 44 | 53 | Micon | M 44/750 | 851 | Ålborg | LAND | Tårup by | 4c | 542652.43 | 6316139.71 | SDFE2018 | 483 | Micon M 44/750 | NEG.Micon.NM48.750
570715000000009716 | 1998-12-14 | 750 | 44 | 53 | Micon | M 44/750 | 851 | Ålborg | LAND | Tårup by | 4ah | 542741.88 | 6315898.2 | SDFE2018 | 485 | Micon M 44/750 | NEG.Micon.NM48.750
570715000000009860 | 1997-12-22 | 750 | 44 | 42 | NEG Micon | NM 750-175/44 | 851 | Ålborg | LAND | Lundgårde | 2i | 531541.43 | 6315700.94 | SDFE2018 | 489 | NEG Micon NM 750-175/44 | NEG.Micon.NM48.750
570715000000009877 | 1997-12-10 | 750 | 44 | 42 | NEG Micon | NM 750-175/44 | 851 | Ålborg | LAND | Staun by | 93b | 531713.96 | 6316106.04 | SDFE2018 | 490 | NEG Micon NM 750-175/44 | NEG.Micon.NM48.750
570715000000009884 | 1997-12-10 | 750 | 44 | 42 | NEG Micon | NM 750-175/44 | 851 | Ålborg | LAND | Lundgårde | 2a | 531627.93 | 6315903.33 | SDFE2018 | 491 | NEG Micon NM 750-175/44 | NEG.Micon.NM48.750
570715000000009891 | 1999-04-19 | 750 | 44 | 42 | NEG Micon | NM 750-175/44 | 851 | Ålborg | LAND | Stavn by | 51c | 531122.79 | 6316161.18 | SDFE2018 | 492 | NEG Micon NM 750-175/44 | NEG.Micon.NM48.750
570715000000009907 | 2000-12-21 | 750 | 44 | 42 | NEG Micon | NM 750-175/44 | 851 | Ålborg | LAND | Stavn by | 51c | 531124.57 | 6315972.42 | SDFE2018 | 493 | NEG Micon NM 750-175/44 | NEG.Micon.NM48.750
570715000000009914 | 2000-12-21 | 750 | 44 | 42 | NEG Micon | NM 750-175/44 | 851 | Ålborg | LAND | Stavn by | 51c | 531127.09 | 6315782.78 | SDFE2018 | 494 | NEG Micon NM 750-175/44 | NEG.Micon.NM48.750
570715000000010682 | 2000-12-28 | 750 | 44 | 45 | NEG Micon | NM 44/750 | 851 | Ålborg | LAND | Nørholm by | 29b | 541801.49 | 6319489.84 | SDFE2018 | 448 | NEG Micon NM 44/750 | NEG.Micon.NM48.750
570715000000010699 | 2000-12-28 | 750 | 44 | 45 | NEG Micon | NM 44/750 | 851 | Ålborg | LAND | Nørholm by | 30e | 541763.13 | 6319268.23 | SDFE2018 | 449 | NEG Micon NM 44/750 | NEG.Micon.NM48.750
570715000000010705 | 2000-12-28 | 750 | 44 | 45 | NEG Micon | NM 44/750 | 851 | Ålborg | LAND | Nyrup by | 1m | 541725.45 | 6319046.74 | SDFE2018 | 450 | NEG Micon NM 44/750 | NEG.Micon.NM48.750
570715000000010712 | 2000-12-28 | 750 | 44 | 45 | NEG Micon | NM 44/750 | 851 | Ålborg | LAND | Nyrup by | 4a | 541685.21 | 6318825.36 | SDFE2018 | 451 | NEG Micon NM 44/750 | NEG.Micon.NM48.750
570715000000010729 | 2000-12-28 | 750 | 44 | 45 | NEG Micon | NM 44/750 | 851 | Ålborg | LAND | Nørholm by | 28a | 541949.62 | 6319350.09 | SDFE2018 | 452 | NEG Micon NM 44/750 | NEG.Micon.NM48.750
570715000000010736 | 2000-12-28 | 750 | 44 | 45 | NEG Micon | NM 44/750 | 851 | Ålborg | LAND | Nyrup by | 1m | 541912.51 | 6319127.73 | SDFE2018 | 453 | NEG Micon NM 44/750 | NEG.Micon.NM48.750
570715000000010743 | 2000-12-28 | 750 | 44 | 45 | NEG Micon | NM 44/750 | 851 | Ålborg | LAND | Nyrup by | 3i | 541872.32 | 6318906.65 | SDFE2018 | 454 | NEG Micon NM 44/750 | NEG.Micon.NM48.750
570715000000010767 | 2001-06-29 | 750 | 48 | 45 | NEG Micon | NM 48/750 | 851 | Ålborg | LAND | Oppelstrup by | 3f | 560938.17 | 6312581.03 | SDFE2018 | 508 | NEG Micon NM 48/750 | NEG.Micon.NM48.750
570715000000010774 | 2001-08-08 | 750 | 48 | 45 | NEG Micon | NM 48/750 | 851 | Ålborg | LAND | Oppelstrup by | 3f | 561059.57 | 6312752.86 | SDFE2018 | 509 | NEG Micon NM 48/750 | NEG.Micon.NM48.750
570715000000010781 | 2000-12-30 | 750 | 48 | 45 | NEG Micon | NM 48/750 | 851 | Ålborg | LAND | Oppelstrup by | 1a | 560735.78 | 6312632.77 | SDFE2018 | 510 | NEG Micon NM 48/750 | NEG.Micon.NM48.750
570715000000010798 | 2001-06-29 | 750 | 48 | 45 | NEG Micon | NM 48/750 | 851 | Ålborg | LAND | Oppelstrup by | 1a | 560855.79 | 6312803.68 | SDFE2018 | 511 | NEG Micon NM 48/750 | NEG.Micon.NM48.750
570715000000010804 | 2001-06-29 | 750 | 48 | 45 | NEG Micon | NM 48/750 | 851 | Ålborg | LAND | Oppelstrup by | 1a | 560978.92 | 6312975.22 | SDFE2018 | 512 | NEG Micon NM 48/750 | NEG.Micon.NM48.750
570715000000010811 | 2001-06-29 | 750 | 48 | 45 | NEG Micon | NM 48/750 | 851 | Ålborg | LAND | Oppelstrup by | 1a | 561098.72 | 6313146.92 | SDFE2018 | 513 | NEG Micon NM 48/750 | NEG.Micon.NM48.750
570715000000010828 | 2001-07-04 | 750 | 48 | 45 | NEG Micon | NM 48/750 | 851 | Ålborg | LAND | Oppelstrup by | 6a | 560653.36 | 6312856.29 | SDFE2018 | 514 | NEG Micon NM 48/750 | NEG.Micon.NM48.750
570715000000010835 | 2001-07-04 | 750 | 48 | 45 | NEG Micon | NM 48/750 | 851 | Ålborg | LAND | Oppelstrup by | 6a | 560773.47 | 6313026.72 | SDFE2018 | 515 | NEG Micon NM 48/750 | NEG.Micon.NM48.750
570715000000010842 | 2001-07-04 | 750 | 48 | 45 | NEG Micon | NM 48/750 | 851 | Ålborg | LAND | Oppelstrup by | 6a | 560895.42 | 6313198.05 | SDFE2018 | 516 | NEG Micon NM 48/750 | NEG.Micon.NM48.750
570715000000010859 | 2000-12-30 | 750 | 48 | 45 | NEG Micon | NM 48/750 | 851 | Ålborg | LAND | Oppelstrup by | 6k | 561015.79 | 6313369.88 | SDFE2018 | 517 | NEG Micon NM 48/750 | NEG.Micon.NM48.750
570715000000010866 | 2001-07-05 | 750 | 48 | 45 | NEG Micon | NM 48/750 | 851 | Ålborg | LAND | Oppelstrup by | 6a | 560690.14 | 6313249.08 | SDFE2018 | 518 | NEG Micon NM 48/750 | NEG.Micon.NM48.750
570715000000010873 | 2001-07-05 | 750 | 48 | 45 | NEG Micon | NM 48/750 | 851 | Ålborg | LAND | Oppelstrup by | 6a | 560811.79 | 6313420.36 | SDFE2018 | 519 | NEG Micon NM 48/750 | NEG.Micon.NM48.750
570715000000012914 | 2000-01-14 | 750 | 48 | 45 | NEG Micon | NM 48/750 | 851 | Ålborg | LAND | Vrå Hovedgård, Ajstrup | 1fp | 554155.95 | 6339581.28 | SDFE2018 | 71100-01 | NEG Micon NM 48/750 | NEG.Micon.NM48.750
570715000000012921 | 2000-01-14 | 750 | 48 | 45 | NEG Micon | NM 48/750 | 851 | Ålborg | LAND | Vrå Hovedgård, Ajstrup | 1et | 554094.71 | 6339856.01 | SDFE2018 | 71100-01 | NEG Micon NM 48/750 | NEG.Micon.NM48.750
570715000000012938 | 2000-01-14 | 750 | 48 | 45 | NEG Micon | NM 48/750 | 851 | Ålborg | LAND | Vrå Hovedgård, Ajstrup | 1iv | 554033.63 | 6340130.93 | SDFE2018 | 71100-01 | NEG Micon NM 48/750 | NEG.Micon.NM48.750
570715000000012945 | 2000-01-14 | 750 | 48 | 45 | NEG Micon | NM 48/750 | 851 | Ålborg | LAND | Vrå Hovedgård, Ajstrup | 1bu | 554513.33 | 6339436.34 | SDFE2018 | 71100-01 | NEG Micon NM 48/750 | NEG.Micon.NM48.750
570715000000012952 | 2000-01-14 | 750 | 48 | 45 | NEG Micon | NM 48/750 | 851 | Ålborg | LAND | Vrå Hovedgård, Ajstrup | 1by | 554451.66 | 6339711.41 | SDFE2018 | 71100-01 | NEG Micon NM 48/750 | NEG.Micon.NM48.750
570715000000012969 | 2000-01-14 | 750 | 48 | 45 | NEG Micon | NM 48/750 | 851 | Ålborg | LAND | Vrå Hovedgård, Ajstrup | 1an | 554388.65 | 6339985.24 | SDFE2018 | 71100-01 | NEG Micon NM 48/750 | NEG.Micon.NM48.750
570715000000012976 | 2000-01-14 | 750 | 48 | 45 | NEG Micon | NM 48/750 | 851 | Ålborg | LAND | Vrå Hovedgård, Ajstrup | 1af | 554328.73 | 6340261.33 | SDFE2018 | 71100-01 | NEG Micon NM 48/750 | NEG.Micon.NM48.750
570715000000012983 | 2000-01-14 | 750 | 48 | 45 | NEG Micon | NM 48/750 | 851 | Ålborg | LAND | Vrå Hovedgård, Ajstrup | 19b | 554265.01 | 6340537.53 | SDFE2018 | 71100-01 | NEG Micon NM 48/750 | NEG.Micon.NM48.750
570715000000012990 | 2000-01-14 | 750 | 48 | 45 | NEG Micon | NM 48/750 | 851 | Ålborg | LAND | Vrå Hovedgård, Ajstrup | 1dx | 554808.79 | 6339566.69 | SDFE2018 | 71100-01 | NEG Micon NM 48/750 | NEG.Micon.NM48.750
570715000000013003 | 2000-01-14 | 750 | 48 | 45 | NEG Micon | NM 48/750 | 851 | Ålborg | LAND | Vrå Hovedgård, Ajstrup | 1dy | 554746.82 | 6339842.17 | SDFE2018 | 71100-01 | NEG Micon NM 48/750 | NEG.Micon.NM48.750
570715000000013010 | 2000-01-14 | 750 | 48 | 45 | NEG Micon | NM 48/750 | 851 | Ålborg | LAND | Vrå Hovedgård, Ajstrup | 1by | 554685.73 | 6340116.25 | SDFE2018 | 71100-01 | NEG Micon NM 48/750 | NEG.Micon.NM48.750
570715000000013027 | 2000-01-14 | 750 | 48 | 45 | NEG Micon | NM 48/750 | 851 | Ålborg | LAND | Vrå Hovedgård, Ajstrup | 1dv | 554622.37 | 6340392.8 | SDFE2018 | 71100-01 | NEG Micon NM 48/750 | NEG.Micon.NM48.750
570715000000013034 | 2000-01-14 | 750 | 48 | 45 | NEG Micon | NM 48/750 | 851 | Ålborg | LAND | Vrå Hovedgård, Ajstrup | 3b | 554560.7 | 6340667.84 | SDFE2018 | 71100-01 | NEG Micon NM 48/750 | NEG.Micon.NM48.750
570715000000013058 | 2000-01-14 | 750 | 48.2 | 45 | NEG Micon | NM 48/750 | 851 | Ålborg | LAND | Vrå Hovedgård, Ajstrup | 1eæ | 553969.59 | 6340407.36 | SDFE2018 | 71200-01 | NEG Micon NM 48/750 | NEG.Micon.NM48.750
570715000000013065 | 2000-01-14 | 750 | 48.2 | 45 | NEG Micon | NM 48/750 | 851 | Ålborg | LAND | Vrå Hovedgård, Ajstrup | 13fa | 554216.52 | 6339307.34 | SDFE2018 | 71200-01 | NEG Micon NM 48/750 | NEG.Micon.NM48.750
570715000000013089 | 2000-12-28 | 750 | 48 | 45 | NEG Micon | NM 48/750 | 851 | Ålborg | LAND | Vrå Hovedgård, Ajstrup | 2cb | 555252.33 | 6337724.93 | SDFE2018 | 71300-00 | NEG Micon NM 48/750 | NEG.Micon.NM48.750
570715000000013096 | 2000-12-28 | 750 | 48 | 45 | NEG Micon | NM 48/750 | 851 | Ålborg | LAND | Vrå Hovedgård, Ajstrup | 2cb | 555189.71 | 6337960.06 | SDFE2018 | 71300-00 | NEG Micon NM 48/750 | NEG.Micon.NM48.750
570715000000013102 | 2001-05-17 | 750 | 48 | 45 | NEG Micon | NM 48/750 | 851 | Ålborg | LAND | Vrå Hovedgård, Ajstrup | 0 | 555315.3 | 6337490.08 | SDFE2018 | 71300-00 | NEG Micon NM 48/750 | NEG.Micon.NM48.750
570715000000013119 | 2000-12-28 | 750 | 48 | 45 | NEG Micon | NM 48/750 | 851 | Ålborg | LAND | Vrå Hovedgård, Ajstrup | 2bo | 555377.61 | 6337255.19 | SDFE2018 | 71300-00 | NEG Micon NM 48/750 | NEG.Micon.NM48.750
570715000000013126 | 2000-12-28 | 750 | 48 | 45 | NEG Micon | NM 48/750 | 851 | Ålborg | LAND | Vrå Hovedgård, Ajstrup | 2bm | 555440.43 | 6337020.32 | SDFE2018 | 71300-00 | NEG Micon NM 48/750 | NEG.Micon.NM48.750
570715000000013133 | 2000-12-28 | 750 | 48 | 45 | NEG Micon | NM 48/750 | 851 | Ålborg | LAND | Vrå Hovedgård, Ajstrup | 2bv | 555496.2 | 6338030.65 | SDFE2018 | 71300-00 | NEG Micon NM 48/750 | NEG.Micon.NM48.750
570715000000013140 | 2000-12-28 | 750 | 48 | 45 | NEG Micon | NM 48/750 | 851 | Ålborg | LAND | Vrå Hovedgård, Ajstrup | 2bt | 555557.64 | 6337796.66 | SDFE2018 | 71300-00 | NEG Micon NM 48/750 | NEG.Micon.NM48.750
570715000000013157 | 2000-12-28 | 750 | 48 | 45 | NEG Micon | NM 48/750 | 851 | Ålborg | LAND | Vrå Hovedgård, Ajstrup | 2br | 555620.32 | 6337562.01 | SDFE2018 | 71300-00 | NEG Micon NM 48/750 | NEG.Micon.NM48.750
570715000000013164 | 2000-12-28 | 750 | 48 | 45 | NEG Micon | NM 48/750 | 851 | Ålborg | LAND | Vrå Hovedgård, Ajstrup | 2bm | 555682.57 | 6337327.14 | SDFE2018 | 71300-00 | NEG Micon NM 48/750 | NEG.Micon.NM48.750
570715000000013171 | 2000-12-28 | 750 | 48 | 45 | NEG Micon | NM 48/750 | 851 | Ålborg | LAND | Vrå Hovedgård, Ajstrup | 2bm | 555745.35 | 6337091.92 | SDFE2018 | 71300-00 | NEG Micon NM 48/750 | NEG.Micon.NM48.750
570715000000013188 | 2000-12-28 | 750 | 48 | 45 | NEG Micon | NM 48/750 | 851 | Ålborg | LAND | Vrå Hovedgård, Ajstrup | 2a | 555800.82 | 6338102.88 | SDFE2018 | 71300-00 | NEG Micon NM 48/750 | NEG.Micon.NM48.750
570715000000013195 | 2000-12-28 | 750 | 48 | 45 | NEG Micon | NM 48/750 | 851 | Ålborg | LAND | Vrå Hovedgård, Ajstrup | 2a | 555862.59 | 6337869.4 | SDFE2018 | 71300-00 | NEG Micon NM 48/750 | NEG.Micon.NM48.750
570715000000013201 | 2000-12-28 | 750 | 48 | 45 | NEG Micon | NM 48/750 | 851 | Ålborg | LAND | Vrå Hovedgård, Ajstrup | 2a | 555925.25 | 6337634.28 | SDFE2018 | 71300-00 | NEG Micon NM 48/750 | NEG.Micon.NM48.750
570715000000013218 | 2000-12-28 | 750 | 48 | 45 | NEG Micon | NM 48/750 | 851 | Ålborg | LAND | Vrå Hovedgård, Ajstrup | 2a | 555987.68 | 6337399.06 | SDFE2018 | 71300-00 | NEG Micon NM 48/750 | NEG.Micon.NM48.750
570715000000013225 | 2000-12-28 | 750 | 48 | 45 | NEG Micon | NM 48/750 | 851 | Ålborg | LAND | Vrå Hovedgård, Ajstrup | 2a | 556049.91 | 6337164.17 | SDFE2018 | 71300-00 | NEG Micon NM 48/750 | NEG.Micon.NM48.750
570715000000013249 | 1996-12-31 | 750 | 44 | 46 | NEG Micon | NM 44/750 | 851 | Ålborg | LAND | Ersted By, Aarestrup | 9l | 562384.96 | 6327735.18 | SDFE2018 | 72000-01 | NEG Micon NM 44/750 | NEG.Micon.NM48.750
570715000000013256 | 1996-12-31 | 750 | 44 | 46 | NEG Micon | NM 44/750 | 851 | Ålborg | LAND | Aalborg markjorde | 79y | 562525.82 | 6327593.16 | SDFE2018 | 72000-01 | NEG Micon NM 44/750 | NEG.Micon.NM48.750
570715000000013263 | 1996-12-31 | 750 | 44 | 46 | NEG Micon | NM 44/750 | 851 | Ålborg | LAND | Horsens By, Horsens | 21p | 562667.17 | 6327450.18 | SDFE2018 | 72000-01 | NEG Micon NM 44/750 | NEG.Micon.NM48.750
570715000000013270 | 1996-12-31 | 750 | 44 | 46 | NEG Micon | NM 44/750 | 851 | Ålborg | LAND | Vesterheden, Ø. Hassing | 1d | 562739.55 | 6327604.19 | SDFE2018 | 72000-01 | NEG Micon NM 44/750 | NEG.Micon.NM48.750
570715000000013287 | 1996-12-31 | 750 | 44 | 46 | NEG Micon | NM 44/750 | 851 | Ålborg | LAND | Guldbæk by, Ø. Hornum sogn | 6x | 562815.21 | 6327756.13 | SDFE2018 | 72000-01 | NEG Micon NM 44/750 | NEG.Micon.NM48.750
570715000000013294 | 1996-12-31 | 750 | 44 | 46 | NEG Micon | NM 44/750 | 851 | Ålborg | LAND | Vrå Hovedgård, Ajstrup | 2a | 562888.28 | 6327908.88 | SDFE2018 | 72000-01 | NEG Micon NM 44/750 | NEG.Micon.NM48.750
570715000000013300 | 1996-12-31 | 750 | 44 | 46 | NEG Micon | NM 44/750 | 851 | Ålborg | LAND | Horsens By, Horsens | 7d | 562962.03 | 6328062.5 | SDFE2018 | 72000-01 | NEG Micon NM 44/750 | NEG.Micon.NM48.750
570715000000013324 | 1997-03-14 | 750 | 44 | 46 | NEG Micon | NM 48/750 | 851 | Ålborg | LAND | Fjordengene, Hammer | 30d | 561753.95 | 6328129 | SDFE2018 |  | NEG Micon NM 48/750 | NEG.Micon.NM48.750
570715000000013331 | 1999-02-16 | 750 | 44 | 45 | NEG Micon | NM 48/750 | 851 | Ålborg | LAND | Fjordengene, Hammer | 30d | 561641.28 | 6328242.74 | SDFE2018 |  | NEG Micon NM 48/750 | NEG.Micon.NM48.750
570715000000013348 | 1997-03-14 | 750 | 44 | 46 | NEG Micon | NM 48/750 | 851 | Ålborg | LAND | Fjordengene, Hammer | 15d | 561562.26 | 6328078.63 | SDFE2018 |  | NEG Micon NM 48/750 | NEG.Micon.NM48.750
570715000000013355 | 1997-03-14 | 750 | 44 | 46.5 | NEG Micon | NM 48/750 | 851 | Ålborg | LAND | Fjordengene, Hammer | 15e | 561450.04 | 6328191.71 | SDFE2018 |  | NEG Micon NM 48/750 | NEG.Micon.NM48.750
570715000000002137 | 1998-12-10 | 750 | 48 | 45 | Micon | M 750-200/48 | 860 | Hjørring | LAND | Smidstrup By, Sejlstrup | 3d | 554451.17 | 6360149.72 | SDFE2018 | 0108-0562 | Micon M 750-200/48 | NEG.Micon.NM48.750
570715000000002144 | 1998-12-10 | 750 | 48 | 45 | Micon | M 750-200/48 | 860 | Hjørring | LAND | Smidstrup By, Sejlstrup | 3f | 554643.02 | 6359981.06 | SDFE2018 | 0108-0564 | Micon M 750-200/48 | NEG.Micon.NM48.750
570715000000002151 | 1998-12-10 | 750 | 48 | 45 | Micon | M 750-200/48 | 860 | Hjørring | LAND | Smidstrup By, Sejlstrup | 3e | 554436.56 | 6359894.84 | SDFE2018 | 0108-0566 | Micon M 750-200/48 | NEG.Micon.NM48.750
570715000000002168 | 1998-12-10 | 750 | 48 | 45 | Micon | M 750-200/48 | 860 | Hjørring | LAND | Smidstrup By, Sejlstrup | 11h | 554629.11 | 6359727.13 | SDFE2018 | 0108-0568 | Micon M 750-200/48 | NEG.Micon.NM48.750
570715000000002458 | 1998-10-23 | 750 | 44 | 40 | Micon | M 1500-750/175 | 860 | Hjørring | LAND | Asdal Hgd., Asdal | 3a | 560731.26 | 6379304.47 | SDFE2018 | 0306-1190 | Micon M 1500-750/175 | NEG.Micon.M1500.750
570715000000002465 | 1998-10-27 | 750 | 44 | 40 | Micon | M 1500-750/175 | 860 | Hjørring | LAND | Asdal Hgd., Asdal | 3u | 560898.57 | 6379120.37 | SDFE2018 | 0306-1192 | Micon M 1500-750/175 | NEG.Micon.M1500.750
570715000000002472 | 1998-10-23 | 750 | 44 | 40 | Micon | M 1500-750/175 | 860 | Hjørring | LAND | Asdal Hgd., Asdal | 36k | 560650.25 | 6379095.47 | SDFE2018 | 0306-1194 | Micon M 1500-750/175 | NEG.Micon.M1500.750
570715000000002496 | 2000-10-04 | 750 | 48 | 45 | Micon | M 750-200/48 | 860 | Hjørring | LAND | Villerup Hgd., Skallerup | 1a | 552650.23 | 6369133.1 | SDFE2018 | 0309-0252 | Micon M 750-200/48 | NEG.Micon.NM48.750
570715000000002502 | 2000-10-04 | 750 | 48 | 45 | Micon | M 750-200/48 | 860 | Hjørring | LAND | Villerup Hgd., Skallerup | 1s | 552652.21 | 6368933.23 | SDFE2018 | 0309-0254 | Micon M 750-200/48 | NEG.Micon.NM48.750
570715000000002519 | 2000-10-04 | 750 | 48 | 45 | Micon | M 750-200/48 | 860 | Hjørring | LAND | Villerup Hgd., Skallerup | 1a | 552658.1 | 6368732.6 | SDFE2018 | 0309-0256 | Micon M 750-200/48 | NEG.Micon.NM48.750
570715000000002526 | 2000-10-04 | 750 | 48 | 45 | Micon | M 750-200/48 | 860 | Hjørring | LAND | Villerup Hgd., Skallerup | 1a | 552657.3 | 6368533.53 | SDFE2018 | 0309-0258 | Micon M 750-200/48 | NEG.Micon.NM48.750
570715000000002809 | 1999-11-10 | 750 | 44 | 40 | Micon | M 750-175/44 40 | 860 | Hjørring | LAND | Tversted By, Tversted | 60c | 568698.7 | 6381589.32 | SDFE2018 | 0705-0310 | Micon M 750-175/44 40 | NEG.Micon.NM48.750
570715000000002816 | 1999-11-10 | 750 | 44 | 40 | Micon | M 750-175/44 40 | 860 | Hjørring | LAND | Tversted By, Tversted | 16ag | 568948.76 | 6381589.59 | SDFE2018 | 0705-0312 | Micon M 750-175/44 40 | NEG.Micon.NM48.750
570715000000002823 | 2000-01-03 | 750 | 44 | 40 | Micon | M 750-175/44 40 | 860 | Hjørring | LAND | Tversted By, Tversted | 20ae | 569198.67 | 6381589.78 | SDFE2018 | 0705-0314 | Micon M 750-175/44 40 | NEG.Micon.NM48.750
570715000000002830 | 1999-12-17 | 750 | 44 | 40 | Micon | M 750-175/44 40 | 860 | Hjørring | LAND | Tversted By, Tversted | 67h | 569447.88 | 6381590.03 | SDFE2018 | 0705-0316 | Micon M 750-175/44 40 | NEG.Micon.NM48.750
570715000000004643 | 1999-07-01 | 750 | 48 | 45 | NEG Micon | NM 48/750 | 860 | Hjørring | LAND | Børlumkloster Enge, Børglum | 2z | 549360.98 | 6355984.81 | SDFE2018 | 81 | NEG Micon NM 48/750 | NEG.Micon.NM48.750
570715000000004650 | 1999-08-25 | 750 | 48 | 45 | NEG Micon | NM 48/750 | 860 | Hjørring | LAND | Hjortnæs, Børglum | 1c | 549620.62 | 6355819.24 | SDFE2018 | 82 | NEG Micon NM 48/750 | NEG.Micon.NM48.750
570715000000004667 | 1999-07-01 | 750 | 48 | 45 | NEG Micon | NM 48/750 | 860 | Hjørring | LAND | Hjortnæs, Børglum | 1a | 549879.99 | 6355654.05 | SDFE2018 | 85 | NEG Micon NM 48/750 | NEG.Micon.NM48.750
570715000000004674 | 1999-07-01 | 750 | 48 | 45 | NEG Micon | NM 48/750 | 860 | Hjørring | LAND | Hjortnæs, Børglum | 1a | 550139.69 | 6355488.36 | SDFE2018 | 83 | NEG Micon NM 48/750 | NEG.Micon.NM48.750
570715000000004681 | 1999-07-01 | 750 | 48 | 45 | NEG Micon | NM 48/750 | 860 | Hjørring | LAND | Hjortnæs, Børglum | 1a | 550399.26 | 6355322.97 | SDFE2018 | 84 | NEG Micon NM 48/750 | NEG.Micon.NM48.750
570715000000004698 | 1999-07-01 | 750 | 48 | 45 | NEG Micon | NM 48/750 | 860 | Hjørring | LAND | Hjortnæs, Børglum | 1a | 550659.43 | 6355157.14 | SDFE2018 | 86 | NEG Micon NM 48/750 | NEG.Micon.NM48.750
570715000000004704 | 1999-07-01 | 750 | 48 | 45 | NEG Micon | NM 48/750 | 860 | Hjørring | LAND | Hjortnæs, Børglum | 1a | 550918.85 | 6354991.47 | SDFE2018 | 87 | NEG Micon NM 48/750 | NEG.Micon.NM48.750
570715000000004711 | 1999-07-01 | 750 | 48 | 45 | NEG Micon | NM 48/750 | 860 | Hjørring | LAND | Hjortnæs, Børglum | 1a | 551178.18 | 6354825.98 | SDFE2018 | 88 | NEG Micon NM 48/750 | NEG.Micon.NM48.750
570714700000012570 | 1999-10-18 | 660 | 47 | 40 | Vestas Wind Systems A/S | V 47-660 | 316 | Holbæk | LAND | Sdr. Jernløse By, Sdr. Jernløse | 8d | 665922.69 | 6169792.34 | SDFE2018 | 40039722 | Vestas Wind Systems A/S V 47-660 | Vestas.V47.660
570714700000012631 | 1999-11-22 | 660 | 47 | 40 | Vestas Wind Systems A/S | V 47-660 | 316 | Holbæk | LAND | Sdr. Jernløse By, Sdr. Jernløse | 8c | 665921.04 | 6169923.98 | SDFE2018 | 40039713 | Vestas Wind Systems A/S V 47-660 | Vestas.V47.660
570714700000012648 | 1999-11-29 | 660 | 47 | 40 | Vestas Wind Systems A/S | V 47-660 | 316 | Holbæk | LAND | Sdr. Jernløse By, Sdr. Jernløse | 8e | 665924.88 | 6169658.68 | SDFE2018 | 40039729 | Vestas Wind Systems A/S V 47-660 | Vestas.V47.660
570714700000013294 | 2000-06-15 | 660 | 47 | 49.7 | Vestas Wind Systems A/S | V 47-660 | 316 | Holbæk | LAND | Stigs Bjergby By, Stigs Bjergby | 15c | 654480.38 | 6170411.5 | SDFE2018 | 40048133 | Vestas Wind Systems A/S V 47-660 | Vestas.V47.660
570714700000013300 | 2000-06-30 | 660 | 47 | 49.7 | Vestas Wind Systems A/S | V 47-660 | 316 | Holbæk | LAND | Stigs Bjergby By, Stigs Bjergby | 15g | 654639.28 | 6170306.8 | SDFE2018 | 40048142 | Vestas Wind Systems A/S V 47-660 | Vestas.V47.660
570714700000013317 | 2000-06-29 | 660 | 47 | 49.7 | Vestas Wind Systems A/S | V 47-660 | 316 | Holbæk | LAND | Stigs Bjergby By, Stigs Bjergby | 16k | 654796.98 | 6170203.72 | SDFE2018 | 40048151 | Vestas Wind Systems A/S V 47-660 | Vestas.V47.660
570714700000013386 | 2000-11-13 | 660 | 47 | 40 | Vestas Wind Systems A/S | V 47-660 | 316 | Holbæk | LAND | Nr. Jernløse By, Nr. Jernløse | 10a | 665214.08 | 6171294.78 | SDFE2018 | 40066701 | Vestas Wind Systems A/S V 47-660 | Vestas.V47.660
570714700000013393 | 2000-11-13 | 660 | 47 | 40 | Vestas Wind Systems A/S | V 47-660 | 316 | Holbæk | LAND | Nr. Jernløse By, Nr. Jernløse | 10a | 665191.97 | 6171148.68 | SDFE2018 | 40066710 | Vestas Wind Systems A/S V 47-660 | Vestas.V47.660
570714700000013409 | 2000-11-13 | 660 | 47 | 40 | Vestas Wind Systems A/S | V 47-660 | 316 | Holbæk | LAND | Nr. Jernløse By, Nr. Jernløse | 10a | 665169.15 | 6171002.66 | SDFE2018 | 40066720 | Vestas Wind Systems A/S V 47-660 | Vestas.V47.660
570714700000014284 | 2001-12-19 | 660 | 47 | 45 | Vestas Wind Systems A/S | V 47-660 | 316 | Holbæk | LAND | Bukkerup By | 2c | 676585.27 | 6164157.56 | SDFE2018 | 40148070 | Vestas Wind Systems A/S V 47-660 | Vestas.V47.660
570714700000014291 | 2001-12-19 | 660 | 47 | 45 | Vestas Wind Systems A/S | V 47-660 | 316 | Holbæk | LAND | Bukkerup By | 2a | 676489.41 | 6163959.85 | SDFE2018 | 40148077 | Vestas Wind Systems A/S V 47-660 | Vestas.V47.660
570714700000014307 | 2001-12-19 | 660 | 47 | 45 | Vestas Wind Systems A/S | V 47-660 | 316 | Holbæk | LAND | Bukkerup By | 3d | 676397.11 | 6163759.58 | SDFE2018 | 40148081 | Vestas Wind Systems A/S V 47-660 | Vestas.V47.660
570714700000014314 | 2001-12-20 | 660 | 47 | 45 | Vestas Wind Systems A/S | V 47-660 | 316 | Holbæk | LAND | Bukkerup By | 7b | 675095.89 | 6164705.1 | SDFE2018 | 40148085 | Vestas Wind Systems A/S V 47-660 | Vestas.V47.660
570714700000014321 | 2001-12-20 | 660 | 47 | 45 | Vestas Wind Systems A/S | V 47-660 | 316 | Holbæk | LAND | Bukkerup By | 9a | 675006.94 | 6164503.51 | SDFE2018 | 40148088 | Vestas Wind Systems A/S V 47-660 | Vestas.V47.660
570714700000014338 | 2001-12-20 | 660 | 47 | 50 | Vestas Wind Systems A/S | V 47-660 | 316 | Holbæk | LAND | Bukkerup By | 8a | 674918.24 | 6164301.7 | SDFE2018 | 40148091 | Vestas Wind Systems A/S V 47-660 | Vestas.V47.660
570714700000003431 | 2000-01-01 | 660 | 47 | 45 | Vestas Wind Systems A/S | V 47 | 320 | Faxe | LAND | Uoplyst | 10f | 708265.85 | 6129628.21 | SDFE2018 | SVV046 | Vestas Wind Systems A/S V 47 | Vestas.V47.660
570714700000003448 | 2000-01-01 | 660 | 47 | 45 | Vestas Wind Systems A/S | V 47 | 320 | Faxe | LAND | Uoplyst | 1g | 685730.95 | 6138527.74 | SDFE2018 | 194326 | Vestas Wind Systems A/S V 47 | Vestas.V47.660
570714700000003455 | 2000-01-01 | 660 | 47 | 45 | Vestas Wind Systems A/S | V 47 | 320 | Faxe | LAND | Uoplyst | 1f | 685930.56 | 6138538.88 | SDFE2018 | 194326 | Vestas Wind Systems A/S V 47 | Vestas.V47.660
570714700000003462 | 2000-01-01 | 660 | 47 | 45 | Vestas Wind Systems A/S | V 47 | 320 | Faxe | LAND | Uoplyst | 3o | 686131.42 | 6138548.94 | SDFE2018 | 194326 | Vestas Wind Systems A/S V 47 | Vestas.V47.660
570714700000012280 | 1999-04-16 | 660 | 47 | 50 | Vestas Wind Systems A/S | V 47-660 | 320 | Faxe | LAND | Skuderløse By, Teestrup | 14a | 683529.81 | 6133176.67 | SDFE2018 | 192735 | Vestas Wind Systems A/S V 47-660 | Vestas.V47.660
570714700000012297 | 1999-04-16 | 660 | 47 | 50 | Vestas Wind Systems A/S | V 47-660 | 320 | Faxe | LAND | Skuderløse By, Teestrup | 13a | 683790.05 | 6133129.85 | SDFE2018 | 192736 | Vestas Wind Systems A/S V 47-660 | Vestas.V47.660
570714700000012303 | 1999-04-16 | 660 | 47 | 50 | Vestas Wind Systems A/S | V 47-660 | 320 | Faxe | LAND | Skuderløse By, Teestrup | 3 | 684046.73 | 6133084.09 | SDFE2018 | 192742 | Vestas Wind Systems A/S V 47-660 | Vestas.V47.660
570714700000012792 | 2000-01-06 | 660 | 47 | 45 | Vestas Wind Systems A/S | V 47 | 320 | Faxe | LAND | St. Torøje, Smerup | 10a | 708365.66 | 6129466.39 | SDFE2018 | 194324 | Vestas Wind Systems A/S V 47 | Vestas.V47.660
570714700000012808 | 2000-01-06 | 660 | 47 | 45 | Vestas Wind Systems A/S | V 47 | 320 | Faxe | LAND | St. Torøje, Smerup | 10e | 708465.22 | 6129304.22 | SDFE2018 | 194323 | Vestas Wind Systems A/S V 47 | Vestas.V47.660
570714700000012815 | 2000-01-06 | 660 | 47 | 45 | Vestas Wind Systems A/S | V 47 | 320 | Faxe | LAND | St. Torøje, Smerup | 11g | 708564.83 | 6129142.59 | SDFE2018 | 194322 | Vestas Wind Systems A/S V 47 | Vestas.V47.660
570714700000013904 | 2000-12-19 | 660 | 47 | 45 | Vestas Wind Systems A/S | V 47 | 320 | Faxe | LAND | St. Linde By, Hårlev | 5a | 703715.64 | 6135647.6 | SDFE2018 | 195745 | Vestas Wind Systems A/S V 47 | Vestas.V47.660
570714700000013911 | 2000-12-19 | 660 | 47 | 45 | Vestas Wind Systems A/S | V 47 | 320 | Faxe | LAND | St. Linde By, Karise | 5a | 703657.87 | 6135448.98 | SDFE2018 | 195746 | Vestas Wind Systems A/S V 47 | Vestas.V47.660
570714700000013928 | 2000-12-19 | 660 | 47 | 45 | Vestas Wind Systems A/S | V 47 | 320 | Faxe | LAND | Tryggevælde Hvg. Hårlev | 1a | 703857.19 | 6135391.51 | SDFE2018 | 195748 | Vestas Wind Systems A/S V 47 | Vestas.V47.660
570714700000014178 | 2000-12-19 | 660 | 47 | 45 | Vestas Wind Systems A/S | V 47 | 320 | Faxe | LAND | Tryggevælde Hvg. Hårlev | 1a | 703913.84 | 6135590.59 | SDFE2018 | 195750 | Vestas Wind Systems A/S V 47 | Vestas.V47.660
570714700000014215 | 2001-08-15 | 660 | 47 | 45 | Vestas Wind Systems A/S | V 47-660 | 326 | Kalundborg | LAND | Herslev By, Finderup | 9a | 647587.7 | 6156693.31 | SDFE2018 | 40057786 | Vestas Wind Systems A/S V 47-660 | Vestas.V47.660
570714700000014222 | 2001-08-15 | 660 | 47 | 45 | Vestas Wind Systems A/S | V 47-660 | 326 | Kalundborg | LAND | Kulby By, Finderup | 5 | 647693.85 | 6156587.44 | SDFE2018 | 40057795 | Vestas Wind Systems A/S V 47-660 | Vestas.V47.660
570714700000014239 | 2001-08-15 | 660 | 47 | 45 | Vestas Wind Systems A/S | V 47-660 | 326 | Kalundborg | LAND | Kulby By, Finderup | 5 | 647800.23 | 6156481.69 | SDFE2018 | 40057802 | Vestas Wind Systems A/S V 47-660 | Vestas.V47.660
570714700000011900 | 1998-12-16 | 660 | 47 | 45 | Vestas Wind Systems A/S | V 47-660 | 329 | Ringsted | LAND | Ørslev Undersk, Bringstrup | 10a | 672028.22 | 6151138.31 | SDFE2018 | 192488 | Vestas Wind Systems A/S V 47-660 | Vestas.V47.660
570714700000013188 | 2000-03-31 | 660 | 47 | 45 | Vestas Wind Systems A/S | V 47 | 329 | Ringsted | LAND | Gilsager, Ringsted Jorder | 1 m.fl | 680055.41 | 6145353.17 | SDFE2018 | 194573 | Vestas Wind Systems A/S V 47 | Vestas.V47.660
570714700000013881 | 2000-12-22 | 660 | 47 | 45 | Vestas Wind Systems A/S | V 47 | 329 | Ringsted | LAND | Ørslev Under Skoven, Gyrstinge | 4a | 672803.86 | 6150000.54 | SDFE2018 | 195723 | Vestas Wind Systems A/S V 47 | Vestas.V47.660
570714700000013898 | 2000-12-22 | 660 | 47 | 45 | Vestas Wind Systems A/S | V 47 | 329 | Ringsted | LAND | Ørslev Under Skoven, Gyrstinge | 4e | 672694.11 | 6150167.47 | SDFE2018 | 195722 | Vestas Wind Systems A/S V 47 | Vestas.V47.660
570714700000004070 | 2000-10-04 | 660 | 47 | 35 | Vestas Wind Systems A/S | V 660 | 360 | Lolland | LAND | V. Tirsted By, Tirsted | 3a | 649941.41 | 6067129.68 | SDFE2018 | 2060120 | Vestas Wind Systems A/S V 660 | Vestas.V47.660
570714700000102745 | 2002-10-14 | 660 | 47 | 35 | Vestas Wind Systems A/S | V 47 | 360 | Lolland | LAND | Ø. Tirsted By, Tirsted | 3d | 653381.3 | 6067697.31 | SDFE2018 | 2000829 | Vestas Wind Systems A/S V 47 | Vestas.V47.660
570714700000003196 | 1999-03-01 | 660 | 47 | 45 | Vestas Wind Systems A/S | V 47 | 370 | Næstved | LAND | Uoplyst | 5c | 672085.85 | 6132900.96 | SDFE2018 | SVV042 | Vestas Wind Systems A/S V 47 | Vestas.V47.660
570714700000003202 | 1999-03-01 | 660 | 47 | 45 | Vestas Wind Systems A/S | V 47 | 370 | Næstved | LAND | Uoplyst | 5d | 672097.86 | 6132682.33 | SDFE2018 | SVV042 | Vestas Wind Systems A/S V 47 | Vestas.V47.660
570714700000011870 | 1998-11-25 | 660 | 47 | 40 | Vestas Wind Systems A/S | V 47-660 | 370 | Næstved | LAND | Fuglebjerg | 12b | 660806.54 | 6130306.46 | SDFE2018 | 192415 | Vestas Wind Systems A/S V 47-660 | Vestas.V47.660
570714700000012693 | 2000-02-14 | 660 | 47 | 45 | Vestas Wind Systems A/S | V 47 | 370 | Næstved | LAND | Førslev Hvg, Førslev | 1a | 663118.78 | 6128113.23 | SDFE2018 | 194180 | Vestas Wind Systems A/S V 47 | Vestas.V47.660
570714700000012709 | 2000-02-14 | 660 | 47 | 45 | Vestas Wind Systems A/S | V 47 | 370 | Næstved | LAND | Førslev | 1a | 663108.58 | 6128303.49 | SDFE2018 | 194181 | Vestas Wind Systems A/S V 47 | Vestas.V47.660
570714700000012716 | 2000-02-14 | 660 | 47 | 45 | Vestas Wind Systems A/S | V 47 | 370 | Næstved | LAND | Førslev Hvg, Førslev | 1a | 663127.54 | 6127923.64 | SDFE2018 | 194179 | Vestas Wind Systems A/S V 47 | Vestas.V47.660
570714700000013195 | 2000-07-17 | 660 | 47 | 40 | Vestas Wind Systems A/S | V 47 | 376 | Guldborgsund | LAND | Tårs By Og Sogn | 22a | 669697.09 | 6080170.16 | SDFE2018 | 194940 | Vestas Wind Systems A/S V 47 | Vestas.V47.660
570714700000013416 | 1999-12-23 | 660 | 47 | 45 | Vestas Wind Systems A/S | V 47 | 376 | Guldborgsund | LAND | Orupgaard Hvg, Sønder-Kirkeby | 3a | 689563.53 | 6073674.03 | SDFE2018 | 194253 | Vestas Wind Systems A/S V 47 | Vestas.V47.660
570714700000013423 | 1999-12-23 | 660 | 47 | 45 | Vestas Wind Systems A/S | V 47 | 376 | Guldborgsund | LAND | Orupgaard Hvg, Sønder-Kirkeby | 3a | 689527.39 | 6073870.71 | SDFE2018 | 194251 | Vestas Wind Systems A/S V 47 | Vestas.V47.660
570714700000013447 | 2000-07-17 | 660 | 47 | 40 | Vestas Wind Systems A/S | V 47 | 376 | Guldborgsund | LAND | Tårs | 15i | 669748.11 | 6080737.96 | SDFE2018 | 194937 | Vestas Wind Systems A/S V 47 | Vestas.V47.660
570714700000013454 | 2000-04-06 | 660 | 47 | 45 | Vestas Wind Systems A/S | V 47 | 376 | Guldborgsund | LAND | Orupgaard Hvg, Sønder-Kirkeby | 3a | 689491.53 | 6074069.21 | SDFE2018 | 194252 | Vestas Wind Systems A/S V 47 | Vestas.V47.660
570714700000013478 | 2000-07-17 | 660 | 47 | 40.5 | Vestas Wind Systems A/S | V 47 | 376 | Guldborgsund | LAND | Tårs By Og Sogn | del 2af22a | 669714.32 | 6080359.55 | SDFE2018 | 194939 | Vestas Wind Systems A/S V 47 | Vestas.V47.660
570714700000013492 | 2000-07-17 | 660 | 47 | 40 | Vestas Wind Systems A/S | V 47 | 376 | Guldborgsund | LAND | Tårs By Og Sogn | 20a | 669731.26 | 6080548.69 | SDFE2018 | 194938 | Vestas Wind Systems A/S V 47 | Vestas.V47.660
570714700000012853 | 2000-01-07 | 660 | 47 | 45 | Vestas Wind Systems A/S | V 47 | 390 | Vordingborg | LAND | Lekkende Hgd, Øster Egesborg | 1a | 693119.11 | 6105046.35 | SDFE2018 | 194308 | Vestas Wind Systems A/S V 47 | Vestas.V47.660
570714700000012860 | 2000-01-07 | 660 | 47 | 45 | Vestas Wind Systems A/S | V 47 | 390 | Vordingborg | LAND | Lekkende Hgd, Øster Egesborg | 1a | 693213.75 | 6104914.82 | SDFE2018 | 194307 | Vestas Wind Systems A/S V 47 | Vestas.V47.660
570714700000012877 | 2000-01-07 | 660 | 47 | 45 | Vestas Wind Systems A/S | V 47 | 390 | Vordingborg | LAND | Lilliendal, Øster Egesborg | 1a m.fl | 694535.01 | 6102796.46 | SDFE2018 | 194309 | Vestas Wind Systems A/S V 47 | Vestas.V47.660
570714700000012884 | 2000-01-07 | 660 | 47 | 45 | Vestas Wind Systems A/S | V 47 | 390 | Vordingborg | LAND | Lilliendal, Øster Egesborg | 1a m.fl | 694441.18 | 6102927.34 | SDFE2018 | 194310 | Vestas Wind Systems A/S V 47 | Vestas.V47.660
570714700000013669 | 2000-10-05 | 660 | 47 | 45 | Vestas Wind Systems A/S | V 47 | 390 | Vordingborg | LAND | Lilliendal, Øster Egesborg | 1a m.fl | 694627.96 | 6102666.48 | SDFE2018 | 195376 | Vestas Wind Systems A/S V 47 | Vestas.V47.660
570714700000013676 | 2000-10-05 | 660 | 47 | 45 | Vestas Wind Systems A/S | V 47 | 390 | Vordingborg | LAND | Lekkende Hvg, Ø.Egesborg | 1a | 693305.43 | 6104785.19 | SDFE2018 | 195375 | Vestas Wind Systems A/S V 47 | Vestas.V47.660
570714700000013010 | 1999-11-16 | 660 | 47 | 40 | Vestas Wind Systems A/S | V 47-660 | 400 | Bornholm | LAND | Rutsker | 30a | 866874.06 | 6134399.36 | SDFE2018 | 60110-1 | Vestas Wind Systems A/S V 47-660 | Vestas.V47.660
570714700000105425 | 2002-11-08 | 660 | 47 | 40 | Vestas Wind Systems A/S | V 47-660 | 400 | Bornholm | LAND | Olsker | 6l | 867150.88 | 6134656.03 | SDFE2018 | 60122-1 | Vestas Wind Systems A/S V 47-660 | Vestas.V47.660
570715000000027437 | 2000-05-18 | 660 | 47 | 50 | Vestas Wind Systems A/S | V 47-660 | 410 | Middelfart | LAND | Aulby by, Vejlvj | 5a | 551393.2 | 6150576.51 | SDFE2018 | 210471 | Vestas Wind Systems A/S V 47-660 | Vestas.V47.660
570715000000027505 | 1999-07-19 | 660 | 47 | 50 | Vestas Wind Systems A/S | V 47-660 | 410 | Middelfart | LAND | Aulby by, Vejlvj | 3a | 551525.4 | 6150501.88 | SDFE2018 | 210357 | Vestas Wind Systems A/S V 47-660 | Vestas.V47.660
570715000000054198 | 1998-10-20 | 660 | 47 | 50 | Vestas Wind Systems A/S | V 47-660 | 420 | Assens | LAND | Flemløse By, Flemløse | 9a | 567229.68 | 6123350.68 | SDFE2018 | 99174 | Vestas Wind Systems A/S V 47-660 | Vestas.V47.660
570715000000054204 | 1998-10-15 | 660 | 47 | 50 | Vestas Wind Systems A/S | V 47-660 | 420 | Assens | LAND | Flemløse By, Flemløse | 13a | 567072.57 | 6123423.61 | SDFE2018 | 99175 | Vestas Wind Systems A/S V 47-660 | Vestas.V47.660
570715000000054211 | 1998-10-13 | 660 | 47 | 50 | Vestas Wind Systems A/S | V 47-660 | 420 | Assens | LAND | Flemløse By, Flemløse | 13k | 566916.07 | 6123496.91 | SDFE2018 | 99176 | Vestas Wind Systems A/S V 47-660 | Vestas.V47.660
570715000000054242 | 1999-01-12 | 660 | 47 | 50 | Vestas Wind Systems A/S | V 47-660 | 420 | Assens | LAND | Vedtofte By, Vedtofte | 4f | 565305.6 | 6128450.48 | SDFE2018 | 99179 | Vestas Wind Systems A/S V 47-660 | Vestas.V47.660
570715000000054259 | 1999-01-19 | 660 | 47 | 50 | Vestas Wind Systems A/S | V 47-660 | 420 | Assens | LAND | Vedtofte By, Vedtofte | 3a | 565560.23 | 6128486.77 | SDFE2018 | 99180 | Vestas Wind Systems A/S V 47-660 | Vestas.V47.660
570715000000054907 | 2000-04-29 | 660 | 47 | 50 | Vestas Wind Systems A/S | V 47-660 | 420 | Assens | LAND | Dærup By, Flemløse | 5h | 567271.84 | 6125256.33 | SDFE2018 | 99230 | Vestas Wind Systems A/S V 47-660 | Vestas.V47.660
570715000000054938 | 2000-11-23 | 660 | 47 | 50 | Vestas Wind Systems A/S | V 47-660 | 420 | Assens | LAND | Ørsbjerb By, Kerte | 1a | 564380.61 | 6133800.26 | SDFE2018 | 99234 | Vestas Wind Systems A/S V 47-660 | Vestas.V47.660
570715000000054945 | 2000-09-06 | 660 | 47 | 50 | Vestas Wind Systems A/S | V 47-660 | 420 | Assens | LAND | Ørsbjerb By, Kerte | 1a | 564360.37 | 6133973.83 | SDFE2018 | 99235 | Vestas Wind Systems A/S V 47-660 | Vestas.V47.660
570715000000054952 | 2000-11-30 | 660 | 47 | 50 | Vestas Wind Systems A/S | V 47-660 | 420 | Assens | LAND | Ørsbjerb By, Kerte | 5e | 564339.87 | 6134147.4 | SDFE2018 | 99236 | Vestas Wind Systems A/S V 47-660 | Vestas.V47.660
570715000000054983 | 2000-12-22 | 660 | 47 | 45.3 | Vestas Wind Systems A/S | V 47-660 | 420 | Assens | LAND | Hårby | 28a | 569304.47 | 6119819.19 | SDFE2018 | 99240 | Vestas Wind Systems A/S V 47-660 | Vestas.V47.660
570715000000054990 | 2000-12-22 | 660 | 47 | 45.3 | Vestas Wind Systems A/S | V 47-660 | 420 | Assens | LAND | Haarby By, Haarby | 28a | 569542.77 | 6119788.94 | SDFE2018 | 99240 | Vestas Wind Systems A/S V 47-660 | Vestas.V47.660
570715000000055003 | 2000-12-22 | 660 | 47 | 45.3 | Vestas Wind Systems A/S | V 47-660 | 420 | Assens | LAND | Hårby | 27a | 569397.02 | 6119597.94 | SDFE2018 | 99240 | Vestas Wind Systems A/S V 47-660 | Vestas.V47.660
570715000000055096 | 2000-11-20 | 660 | 47 | 50 | Vestas Wind Systems A/S | V 47-660 | 420 | Assens | LAND | Vedtofte By, Vedtofte | 4f | 565051.39 | 6128412.11 | SDFE2018 | 99247 | Vestas Wind Systems A/S V 47-660 | Vestas.V47.660
570715000000055195 | 2002-04-16 | 660 | 47 | 50 | Vestas Wind Systems A/S | V 47-660 | 420 | Assens | LAND | Flemløse | 8ag | 567701.77 | 6125036.12 | SDFE2018 | 99257 | Vestas Wind Systems A/S V 47-660 | Vestas.V47.660
570715000000055201 | 2000-04-25 | 660 | 47 | 50 | Vestas Wind Systems A/S | V 47-660 | 420 | Assens | LAND | Dærup By, Flemløse | 5f | 567497.39 | 6125140.9 | SDFE2018 | 99258 | Vestas Wind Systems A/S V 47-660 | Vestas.V47.660
570715000000054372 | 1999-05-19 | 660 | 47 | 45 | Vestas Wind Systems A/S | V 47-660 | 430 | Faaborg-Midtfyn | LAND | Ølsted By, Sdr. Broby | 15d | 582642.96 | 6124500.26 | SDFE2018 | 99198 | Vestas Wind Systems A/S V 47-660 | Vestas.V47.660
570715000000054860 | 2000-10-13 | 660 | 47 | 50 | Vestas Wind Systems A/S | V 47-660 | 430 | Faaborg-Midtfyn | LAND | Heden By, Heden | 1e | 587019.97 | 6124611.33 | SDFE2018 | 99228 | Vestas Wind Systems A/S V 47-660 | Vestas.V47.660
570715000000055577 | 2002-12-19 | 660 | 47 | 50 | Ukendt | Ukendt | 430 | Faaborg-Midtfyn | LAND | Sh.Lyndelse by | 22a | 580988.81 | 6118515.21 | SDFE2018 | 13403 | Ukendt Ukendt | 0
570715000000051333 | 2000-08-31 | 660 | 47 | 50 | Vestas Wind Systems A/S | V 47-660 | 450 | Nyborg | LAND | Kissendrup by | 6a | 607193.43 | 6138021.41 | SDFE2018 | 16033 | Vestas Wind Systems A/S V 47-660 | Vestas.V47.660
570715000000051340 | 2000-08-31 | 660 | 47 | 50 | Vestas Wind Systems A/S | V 47-660 | 450 | Nyborg | LAND | Kissendrup by | 6a | 607239.25 | 6138300.91 | SDFE2018 | 16034 | Vestas Wind Systems A/S V 47-660 | Vestas.V47.660
570715000000051357 | 2000-08-31 | 660 | 47 | 50 | Vestas Wind Systems A/S | V 47-660 | 450 | Nyborg | LAND | Kissendrup by | 5a | 607285.28 | 6138579.89 | SDFE2018 | 16035 | Vestas Wind Systems A/S V 47-660 | Vestas.V47.660
570715000000054754 | 1999-12-27 | 660 | 47 | 45 | Vestas Wind Systems A/S | V 47-660 | 461 | Odense | LAND | Fraugdegård Hgd., Fraugde | 1a | 595210.44 | 6134345.8 | SDFE2018 | 99218 | Vestas Wind Systems A/S V 47-660 | Vestas.V47.660
570715000000055027 | 2000-10-12 | 660 | 47 | 45 | Vestas Wind Systems A/S | V 47-660 | 461 | Odense | LAND | Fraugdegård Hgd., Fraugde | 1a | 595397.63 | 6134310.34 | SDFE2018 | 99242 | Vestas Wind Systems A/S V 47-660 | Vestas.V47.660
570715000000055034 | 2000-10-12 | 660 | 47 | 45 | Vestas Wind Systems A/S | V 47-660 | 461 | Odense | LAND | Fraugdegård Hgd., Fraugde | 1a | 595584.29 | 6134274.45 | SDFE2018 | 99243 | Vestas Wind Systems A/S V 47-660 | Vestas.V47.660
570715000000055089 | 2000-12-21 | 660 | 47 | 50 | Vestas Wind Systems A/S | V 47-660 | 479 | Svendborg | LAND | Mullerup hgd., Gudbjerg | 1k | 601997.01 | 6112782.98 | SDFE2018 | 99246 | Vestas Wind Systems A/S V 47-660 | Vestas.V47.660
570715000000055157 | 2000-12-21 | 660 | 47 | 50 | Vestas Wind Systems A/S | V 47-660 | 479 | Svendborg | LAND | Mullerup Hgd., Gudbjerg | 1k | 601817.2 | 6112905.14 | SDFE2018 | 99253 | Vestas Wind Systems A/S V 47-660 | Vestas.V47.660
570715000000055164 | 2000-01-02 | 660 | 47 | 50 | Vestas Wind Systems A/S | V 47-660 | 479 | Svendborg | LAND | Mullerup Hgd., Gudbjerg | 1k | 601637.65 | 6113029.81 | SDFE2018 | 99254 | Vestas Wind Systems A/S V 47-660 | Vestas.V47.660
570715000000053566 | 1997-12-23 | 660 | 47 | 50 | Vestas Wind Systems A/S | V 47-660 | 480 | Nordfyns | LAND | Ørritslevgård, Otterup | 1a | 589376.7 | 6155183.48 | SDFE2018 | 99115 | Vestas Wind Systems A/S V 47-660 | Vestas.V47.660
570715000000053573 | 1999-06-16 | 660 | 47 | 50 | Vestas Wind Systems A/S | V 47-660 | 480 | Nordfyns | LAND | Ørritslevgård, Otterup | 1a | 589382.72 | 6154878.41 | SDFE2018 | 99115 | Vestas Wind Systems A/S V 47-660 | Vestas.V47.660
570715000000053689 | 1998-07-14 | 660 | 45 | 47 | Vestas Wind Systems A/S | V 47-660 | 480 | Nordfyns | LAND | Nr. Højrup By, Nr. Højrup | 2a | 579296.21 | 6156454.53 | SDFE2018 | 99125 | Vestas Wind Systems A/S V 47-660 | Vestas.V47.660
570715000000053696 | 1998-07-14 | 660 | 45 | 47 | Vestas Wind Systems A/S | V 47-660 | 480 | Nordfyns | LAND | Nr. Højrup By, Nr. Højrup | 2a | 579269.21 | 6156259.98 | SDFE2018 | 99125 | Vestas Wind Systems A/S V 47-660 | Vestas.V47.660
570715000000053702 | 1998-07-14 | 660 | 47 | 47 | Vestas Wind Systems A/S | V 47-660 | 480 | Nordfyns | LAND | Nr. Højrup By, Nr. Højrup | 2a | 579241.96 | 6156065.72 | SDFE2018 | 99125 | Vestas Wind Systems A/S V 47-660 | Vestas.V47.660
570715000000051586 | 1998-11-19 | 660 | 47 | 50 | Vestas Wind Systems A/S | V 47-660 | 482 | Langeland | LAND | Skrøbelev By, Skrøbelev | 14e | 613930.41 | 6089003.03 | SDFE2018 | 1756331 | Vestas Wind Systems A/S V 47-660 | Vestas.V47.660
570715000000051609 | 1998-11-20 | 660 | 47 | 50 | Vestas Wind Systems A/S | V 47-660 | 482 | Langeland | LAND | Skrøbelev By, Skrøbelev | 13p | 614051.69 | 6088538.95 | SDFE2018 | 1756531 | Vestas Wind Systems A/S V 47-660 | Vestas.V47.660
570715000000051616 | 1998-11-20 | 660 | 47 | 50 | Vestas Wind Systems A/S | V 47-660 | 482 | Langeland | LAND | Skrøbelev By, Skrøbelev | 13n | 614010.64 | 6088692.67 | SDFE2018 | 1756731 | Vestas Wind Systems A/S V 47-660 | Vestas.V47.660
570715000000051623 | 1998-11-20 | 660 | 47 | 50 | Vestas Wind Systems A/S | V 47-660 | 482 | Langeland | LAND | Skrøbelev By, Skrøbelev | 13o | 613970.64 | 6088848.24 | SDFE2018 | 1756931 | Vestas Wind Systems A/S V 47-660 | Vestas.V47.660
570715000000051678 | 1998-11-06 | 660 | 47 | 50 | Vestas Wind Systems A/S | V 47-660 | 482 | Langeland | LAND | Torpe By, Skrøbelev | 7a | 611951.1 | 6086178.28 | SDFE2018 | 5852210 | Vestas Wind Systems A/S V 47-660 | Vestas.V47.660
570715000000051852 | 2000-09-22 | 660 | 47 | 50 | Vestas Wind Systems A/S | V 47-660 | 482 | Langeland | LAND | Tryggelev By, Tryggelev | 13a | 608895.13 | 6075487.05 | SDFE2018 | 18564411 | Vestas Wind Systems A/S V 47-660 | Vestas.V47.660
570715000000047848 | 1999-02-19 | 660 | 47 | 46 | Vestas Wind Systems A/S | V 47-660 | 510 | Haderslev | LAND | Vester Lindet | 49 | 506929.37 | 6131840.6 | SDFE2018 | 90525 | Vestas Wind Systems A/S V 47-660 | Vestas.V47.660
570715000000047855 | 1999-03-25 | 660 | 47 | 45 | Vestas Wind Systems A/S | V 47-660 | 510 | Haderslev | LAND | V. Lindet | 199 | 507037.79 | 6131659.31 | SDFE2018 | 90526 | Vestas Wind Systems A/S V 47-660 | Vestas.V47.660
570715000000047862 | 1999-02-19 | 660 | 47 | 45 | Vestas Wind Systems A/S | V 47 | 510 | Haderslev | LAND | heden | 38 | 506843.8 | 6131674.05 | SDFE2018 | 90527 | Vestas Wind Systems A/S V 47 | Vestas.V47.660
570715000000048012 | 1999-04-27 | 660 | 46 | 45 | Vestas Wind Systems A/S | V 47-660 | 510 | Haderslev | LAND | Højrup Ejerlav, Højrup | 1169 | 498089.38 | 6120671.41 | SDFE2018 | 90621 | Vestas Wind Systems A/S V 47-660 | Vestas.V47.660
570715000000049606 | 2000-05-11 | 660 | 47 | 45 | Vestas Wind Systems A/S | V 47-660 | 510 | Haderslev | LAND | Maugstrup Ejerlav, Maugstrup | 406 | 523209.58 | 6125481.75 | SDFE2018 | 200117 | Vestas Wind Systems A/S V 47-660 | Vestas.V47.660
570715000000049637 | 2000-11-21 | 660 | 47 | 45 | Vestas Wind Systems A/S | V 47-660 | 510 | Haderslev | LAND | Magstrup | 19 | 524867.65 | 6127782.76 | SDFE2018 | 200120 | Vestas Wind Systems A/S V 47-660 | Vestas.V47.660
570715000000050718 | 1998-03-12 | 660 | 47 | 45 | Vestas Wind Systems A/S | V 47-660 | 510 | Haderslev | LAND | Sommersted | 136 | 519434.31 | 6129143.42 | SDFE2018 | 200256 | Vestas Wind Systems A/S V 47-660 | Vestas.V47.660
570715000000050916 | 2000-01-06 | 660 | 47 | 45 | Vestas Wind Systems A/S | V 47-660 | 510 | Haderslev | LAND | Styding | 13 | 523633.49 | 6124691.43 | SDFE2018 | 200276 | Vestas Wind Systems A/S V 47-660 | Vestas.V47.660
570715000000051036 | 2000-03-20 | 660 | 47 | 45 | Vestas Wind Systems A/S | V 47-660 | 510 | Haderslev | LAND | Sommersted, Maugstrup | 13 | 524858.09 | 6129741.05 | SDFE2018 | 200293 | Vestas Wind Systems A/S V 47-660 | Vestas.V47.660
570715000000051067 | 1999-08-20 | 660 | 47 | 46 | Vestas Wind Systems A/S | V 47-660 | 510 | Haderslev | LAND | Simmersted | 238 | 523913.59 | 6129213.97 | SDFE2018 | 200297 | Vestas Wind Systems A/S V 47-660 | Vestas.V47.660
570715000000045790 | 1998-01-30 | 660 | 47 | 45 | Vestas Wind Systems A/S | V 47-660 | 550 | Tønder | LAND | Arrild | 24 | 497791.85 | 6109555.89 | SDFE2018 | 23138 | Vestas Wind Systems A/S V 47-660 | Vestas.V47.660
570715000000045813 | 1998-03-09 | 660 | 47 | 45 | Vestas Wind Systems A/S | V 47-660 | 550 | Tønder | LAND | Roost | 101 | 501028.77 | 6107917.37 | SDFE2018 | 44196563 | Vestas Wind Systems A/S V 47-660 | Vestas.V47.660
570715000000045820 | 1998-03-09 | 660 | 47 | 46 | Vestas Wind Systems A/S | V 47-660 | 550 | Tønder | LAND | Roost | 10 | 501010.6 | 6107660.42 | SDFE2018 | 44196564 | Vestas Wind Systems A/S V 47-660 | Vestas.V47.660
570715000000046469 | 1996-11-07 | 660 | 47 | 45 | Vestas Wind Systems A/S | V 47 | 550 | Tønder | LAND | Abterp | 9 | 485042.97 | 6103529.99 | SDFE2018 | 32307 | Vestas Wind Systems A/S V 47 | Vestas.V47.660
570715000000046476 | 1996-11-01 | 660 | 47 | 45 | Vestas Wind Systems A/S | V 47 | 550 | Tønder | LAND | Abterp | 6 | 484579.92 | 6103331.67 | SDFE2018 | 32308 | Vestas Wind Systems A/S V 47 | Vestas.V47.660
570715000000046766 | 1998-01-19 | 660 | 47 | 46 | Vestas Wind Systems A/S | V 47 | 550 | Tønder | LAND | Kumled | 357 | 492089.98 | 6099368.25 | SDFE2018 | 32673 | Vestas Wind Systems A/S V 47 | Vestas.V47.660
570715000000046773 | 1998-01-23 | 660 | 47 | 46 | Vestas Wind Systems A/S | V 47-660 | 550 | Tønder | LAND | Ellum | 555 | 491885.98 | 6099225.29 | SDFE2018 | 32674 | Vestas Wind Systems A/S V 47-660 | Vestas.V47.660
570715000000046780 | 1998-01-23 | 660 | 0.1 | 0.1 | Ukendt | Ukendt | 550 | Tønder | LAND | Ellum | 248 | 491861.89 | 6099475.54 | SDFE2018 | 32675 | Ukendt Ukendt | 0
570715000000046858 | 1998-01-06 | 660 | 47 | 46 | Vestas Wind Systems A/S | V 47-660 | 550 | Tønder | LAND | Øster Gasse | 8 | 490903.57 | 6111049.19 | SDFE2018 | 32690 | Vestas Wind Systems A/S V 47-660 | Vestas.V47.660
570715000000046889 | 1998-04-07 | 660 | 47 | 45 | Vestas Wind Systems A/S | V 47-660 | 550 | Tønder | LAND | Ø. Gasse, Skærbæk | 7 | 490555.38 | 6111090.33 | SDFE2018 | 32741 | Vestas Wind Systems A/S V 47-660 | Vestas.V47.660
570715000000046902 | 1998-04-16 | 660 | 47 | 46 | Vestas Wind Systems A/S | V 47-660 | 550 | Tønder | LAND | Søvang | 21 | 502951.47 | 6093504.25 | SDFE2018 | 32743 | Vestas Wind Systems A/S V 47-660 | Vestas.V47.660
570715000000047480 | 1998-05-18 | 660 | 47 | 45 | Vestas Wind Systems A/S | V 47-660 | 550 | Tønder | LAND | Arrild | 24 | 497753.32 | 6109836.31 | SDFE2018 | 90184 | Vestas Wind Systems A/S V 47-660 | Vestas.V47.660
570715000000047589 | 1998-05-16 | 660 | 47 | 45 | Vestas Wind Systems A/S | V 47 | 550 | Tønder | LAND | Vodder | 301 | 490201.74 | 6117509.91 | SDFE2018 | 90222 | Vestas Wind Systems A/S V 47 | Vestas.V47.660
570715000000047640 | 1998-09-25 | 660 | 47 | 45 | Vestas Wind Systems A/S | V 47-660 | 550 | Tønder | LAND | Nr. Løgum | 162 | 492804.45 | 6105675.62 | SDFE2018 | 90384 | Vestas Wind Systems A/S V 47-660 | Vestas.V47.660
570715000000047657 | 1998-09-25 | 660 | 47 | 46 | Vestas Wind Systems A/S | V 47 | 550 | Tønder | LAND | Vester Terp | 163 | 492902.58 | 6105616.78 | SDFE2018 | 90385 | Vestas Wind Systems A/S V 47 | Vestas.V47.660
570715000000047718 | 1999-02-01 | 660 | 47 | 45 | Vestas Wind Systems A/S | V 47-660 | 550 | Tønder | LAND | Nr. Løgum | 271 | 500262.24 | 6107409.24 | Stamdata | 90414 | Vestas Wind Systems A/S V 47-660 | Vestas.V47.660
570715000000047800 | 1999-05-26 | 660 | 47 | 46 | Vestas Wind Systems A/S | V 47-660 | 550 | Tønder | LAND | Tirslund | 147 | 509143.47 | 6116320.87 | SDFE2018 | 90500 | Vestas Wind Systems A/S V 47-660 | Vestas.V47.660
570715000000047824 | 1999-07-09 | 660 | 47 | 46 | Vestas Wind Systems A/S | V 47-660 | 550 | Tønder | LAND | Øster Gasse | 8 | 491250.46 | 6111010.03 | SDFE2018 | 90505 | Vestas Wind Systems A/S V 47-660 | Vestas.V47.660
570715000000047879 | 1999-07-09 | 660 | 47 | 45 | Vestas Wind Systems A/S | V 47-660 | 550 | Tønder | LAND | Gasse | 7 | 490527.71 | 6110750.77 | SDFE2018 | 90529 | Vestas Wind Systems A/S V 47-660 | Vestas.V47.660
570715000000047886 | 1999-04-26 | 660 | 47 | 45 | Vestas Wind Systems A/S | V 47-660 | 550 | Tønder | LAND | Nr. Løgum | 213 | 499992.98 | 6107523.13 | SDFE2018 | 90530 | Vestas Wind Systems A/S V 47-660 | Vestas.V47.660
570715000000047930 | 1999-06-16 | 660 | 0.1 | 0.1 | Ukendt | Ukendt | 550 | Tønder | LAND | Randerup | 223 | 484116.91 | 6103134.75 | SDFE2018 | 90577 | Ukendt Ukendt | 0
570715000000047947 | 1999-04-19 | 660 | 47 | 45 | Vestas Wind Systems A/S | V 47-660 | 550 | Tønder | LAND | Øster Gasse | 9 | 488327.95 | 6110539.81 | SDFE2018 | 90606 | Vestas Wind Systems A/S V 47-660 | Vestas.V47.660
570715000000048173 | 1999-12-30 | 660 | 47 | 43.7 | Vestas Wind Systems A/S | V 47-660 | 550 | Tønder | LAND | Drengsted | 126 | 490983.36 | 6105516.85 | SDFE2018 | 91105 | Vestas Wind Systems A/S V 47-660 | Vestas.V47.660
570715000000048241 | 2000-07-02 | 660 | 47 | 45 | Vestas Wind Systems A/S | V 47-660 | 550 | Tønder | LAND | Overby | 150 | 491572.01 | 6110630.63 | SDFE2018 | 91164 | Vestas Wind Systems A/S V 47-660 | Vestas.V47.660
570715000000048357 | 2001-01-22 | 660 | 47 | 46 | Vestas Wind Systems A/S | V 47-660 | 550 | Tønder | LAND | Øster Gasse | 8 | 491597.32 | 6110970.66 | SDFE2018 | 91447 | Vestas Wind Systems A/S V 47-660 | Vestas.V47.660
570715000000048364 | 2000-12-21 | 660 | 47 | 46 | Vestas Wind Systems A/S | V 47-660 | 550 | Tønder | LAND | Øster Gasse | 7 | 490876.69 | 6110710.32 | SDFE2018 | 91448 | Vestas Wind Systems A/S V 47-660 | Vestas.V47.660
570715000000048371 | 2000-12-21 | 660 | 47 | 46 | Vestas Wind Systems A/S | V 47-660 | 550 | Tønder | LAND | Øster Gasse | 7 | 491224.97 | 6110670.6 | SDFE2018 | 91449 | Vestas Wind Systems A/S V 47-660 | Vestas.V47.660
570715000000059360 | 2002-10-15 | 660 | 47 | 40 | Vestas Wind Systems A/S | V 47 | 563 | Fanø | LAND | Oddenby, Nordby | 112d | 461509.62 | 6146301.95 | SDFE2018 | 344226645-1 | Vestas Wind Systems A/S V 47 | Vestas.V47.660
570715000000059377 | 2002-10-15 | 660 | 47 | 40 | Vestas Wind Systems A/S | V 47 | 563 | Fanø | LAND | Oddenby, Nordby | 483i | 461460.83 | 6146135.08 | SDFE2018 | 344226645-2 | Vestas Wind Systems A/S V 47 | Vestas.V47.660
570715000000059384 | 2002-10-15 | 660 | 47 | 40 | Vestas Wind Systems A/S | V 47 | 563 | Fanø | LAND | Oddenby, Norby | 112d | 461411.51 | 6145968.09 | SDFE2018 | 344226645-3 | Vestas Wind Systems A/S V 47 | Vestas.V47.660
570715000000034923 | 1999-02-02 | 660 | 47 | 45 | Vestas Wind Systems A/S | V 47-660 | 573 | Varde | LAND | Nørtarp By | 9a | 471572.42 | 6186370.82 | SDFE2018 | 61794 | Vestas Wind Systems A/S V 47-660 | Vestas.V47.660
570715000000034930 | 1999-02-10 | 660 | 47 | 50 | Vestas Wind Systems A/S | V 47-660 | 573 | Varde | LAND | Nørtarp By | 9a | 472222.24 | 6186127.51 | SDFE2018 | 61795 | Vestas Wind Systems A/S V 47-660 | Vestas.V47.660
570715000000034947 | 1998-12-18 | 660 | 47 | 45 | Vestas Wind Systems A/S | V 47-660 | 573 | Varde | LAND | Nørtarp By | 5e | 471687.63 | 6186038.34 | SDFE2018 | 61796 | Vestas Wind Systems A/S V 47-660 | Vestas.V47.660
570715000000034954 | 1999-02-10 | 660 | 47 | 45 | Vestas Wind Systems A/S | V 47-660 | 573 | Varde | LAND | Nørtarp By | 9a | 472331.38 | 6185795.5 | SDFE2018 | 61797 | Vestas Wind Systems A/S V 47-660 | Vestas.V47.660
570715000000034961 | 1998-12-18 | 660 | 47 | 50 | Vestas Wind Systems A/S | V 47-660 | 573 | Varde | LAND | Nørtarp By | 7e | 471790.26 | 6185730.32 | SDFE2018 | 61798 | Vestas Wind Systems A/S V 47-660 | Vestas.V47.660
570715000000034978 | 1998-12-18 | 660 | 47 | 50 | Vestas Wind Systems A/S | V 47-660 | 573 | Varde | LAND | Nørtarp By | 9a | 472103.77 | 6185602.05 | SDFE2018 | 61799 | Vestas Wind Systems A/S V 47-660 | Vestas.V47.660
570715000000034985 | 1998-12-18 | 660 | 47 | 45 | Vestas Wind Systems A/S | V 47-660 | 573 | Varde | LAND | Nørtarp By | 9a | 472441.49 | 6185463.41 | SDFE2018 | 61800 | Vestas Wind Systems A/S V 47-660 | Vestas.V47.660
570715000000034992 | 1999-02-10 | 660 | 47 | 45 | Vestas Wind Systems A/S | V 47-660 | 573 | Varde | LAND | Nørtarp By | 9a | 471892.98 | 6185423.13 | SDFE2018 | 61801 | Vestas Wind Systems A/S V 47-660 | Vestas.V47.660
570715000000035012 | 1999-02-02 | 660 | 0.1 | 0.1 | Ukendt | Ukendt | 573 | Varde | LAND | Nørtarp By | 9a | 471883.35 | 6186254.14 | SDFE2018 | 61856 | Ukendt Ukendt | 0
570715000000035029 | 1999-02-10 | 660 | 0.1 | 0.1 | Ukendt | Ukendt | 573 | Varde | LAND | Nørtarp By | 9a | 471997.6 | 6185921.59 | SDFE2018 | 61857 | Ukendt Ukendt | 0
570715000000035630 | 2000-03-30 | 660 | 47 | 40.5 | Vestas Wind Systems A/S | V 47-660 | 573 | Varde | LAND | Borre By | 16a | 457331.75 | 6166190.07 | SDFE2018 | 62243 | Vestas Wind Systems A/S V 47-660 | Vestas.V47.660
570715000000055935 | 2001-10-25 | 660 | 47 | 40 | Vestas Wind Systems A/S | V 47-660 | 573 | Varde | LAND | Borre By, Al | 2f | 457313.41 | 6166622.56 | Stamdata | 344225043-1 | Vestas Wind Systems A/S V 47-660 | Vestas.V47.660
570715000000055942 | 2001-10-25 | 660 | 47 | 40 | Vestas Wind Systems A/S | V 47-660 | 573 | Varde | LAND | Borre By, Al | 15d | 457240.33 | 6166357.56 | Stamdata | 344225043-2 | Vestas Wind Systems A/S V 47-660 | Vestas.V47.660
570715000000055959 | 2001-10-25 | 660 | 47 | 40 | Vestas Wind Systems A/S | V 47-660 | 573 | Varde | LAND | Borre By, Al | 18b | 457477.14 | 6166720.23 | SDFE2018 | 344225043-3 | Vestas Wind Systems A/S V 47-660 | Vestas.V47.660
570715000000055966 | 2001-10-25 | 660 | 47 | 40 | Vestas Wind Systems A/S | V 47-660 | 573 | Varde | LAND | Borre By, Al | 16d | 457404.53 | 6166455.27 | Stamdata | 344225043-4 | Vestas Wind Systems A/S V 47-660 | Vestas.V47.660
570715000000059421 | 2002-12-05 | 660 | 47 | 45 | Vestas Wind Systems A/S | V 47-660 | 573 | Varde | LAND | Dejrup By, Outrup | 3f | 457012.67 | 6178078.62 | Stamdata | 344140095 | Vestas Wind Systems A/S V 47-660 | Vestas.V47.660
570715000000024221 | 1998-07-08 | 660 | 47 | 55 | Vestas Wind Systems A/S | V 47-660 | 575 | Vejen | LAND | Gejsing | 10b | 517497.39 | 6149921.78 | SDFE2018 | 2202145 | Vestas Wind Systems A/S V 47-660 | Vestas.V47.660
570715000000024238 | 1998-07-08 | 660 | 47 | 55 | Vestas Wind Systems A/S | V 47-660 | 575 | Vejen | LAND | Gejsing by | 8a | 517576.64 | 6149738.53 | SDFE2018 | 202146 | Vestas Wind Systems A/S V 47-660 | Vestas.V47.660
570715000000024245 | 1998-07-08 | 660 | 47 | 55 | Vestas Wind Systems A/S | V 47-660 | 575 | Vejen | LAND | Gejsing by | 10b | 517657.72 | 6149555.76 | SDFE2018 | 202147 | Vestas Wind Systems A/S V 47-660 | Vestas.V47.660
570715000000024269 | 1999-04-12 | 660 | 47 | 55 | Vestas Wind Systems A/S | V 47-660 | 575 | Vejen | LAND | Hundsbæk Hovedgård | 1a | 504175.41 | 6152977.41 | SDFE2018 | 2202742 | Vestas Wind Systems A/S V 47-660 | Vestas.V47.660
570715000000024276 | 1999-05-03 | 660 | 47 | 55 | Vestas Wind Systems A/S | V 47-660 | 575 | Vejen | LAND | Hundsbæk Hovedgård | 1a | 504154.84 | 6153176.5 | SDFE2018 | 202743 | Vestas Wind Systems A/S V 47-660 | Vestas.V47.660
570715000000024320 | 1999-11-17 | 660 | 47 | 55 | Vestas Wind Systems A/S | V 47-660 | 575 | Vejen | LAND | Hundsbæk Hovedgård | 1a | 504132.95 | 6153373.53 | SDFE2018 | 203283 | Vestas Wind Systems A/S V 47-660 | Vestas.V47.660
570715000000024375 | 2000-02-14 | 660 | 47 | 50 | Vestas Wind Systems A/S | V 47-660 | 575 | Vejen | LAND | St. Andst by | 2a | 514042.08 | 6147136.47 | SDFE2018 | 203426 | Vestas Wind Systems A/S V 47-660 | Vestas.V47.660
570715000000024443 | 2000-04-06 | 660 | 47 | 50 | Vestas Wind Systems A/S | V 47-660 | 575 | Vejen | LAND | St. Andst by | 2a | 514011.92 | 6147304.41 | SDFE2018 | 203591 | Vestas Wind Systems A/S V 47-660 | Vestas.V47.660
570715000000024504 | 2000-10-24 | 660 | 47 | 50 | Vestas Wind Systems A/S | V 47-660 | 575 | Vejen | LAND | St. Andst by | 2b | 513982.67 | 6147472.09 | SDFE2018 | 203869 | Vestas Wind Systems A/S V 47-660 | Vestas.V47.660
570715000000032042 | 2000-01-11 | 660 | 47 | 0.1 | Vestas Wind Systems A/S | V 47-660 | 575 | Vejen | LAND | Åstrup by | 8f | 488819.71 | 6159707.47 | SDFE2018 | 140096 | Vestas Wind Systems A/S V 47-660 | Vestas.V47.660
570715000000032202 | 2000-05-11 | 660 | 47 | 50 | Vestas Wind Systems A/S | V 47-660 | 575 | Vejen | LAND | V. Gjerndrup by | 2a | 499945.92 | 6151425.83 | SDFE2018 | 140561 | Vestas Wind Systems A/S V 47-660 | Vestas.V47.660
570715000000032257 | 2000-10-17 | 660 | 47 | 50 | Vestas Wind Systems A/S | V 47-660 | 575 | Vejen | LAND | V. Gjerndrup by | 2a | 500344.25 | 6151400.51 | SDFE2018 | 141038 | Vestas Wind Systems A/S V 47-660 | Vestas.V47.660
570715000000032264 | 2000-10-17 | 660 | 47 | 50 | Vestas Wind Systems A/S | V 47-660 | 575 | Vejen | LAND | V. Gjerndrup by | 2a | 500144.64 | 6151412.56 | SDFE2018 | 141039 | Vestas Wind Systems A/S V 47-660 | Vestas.V47.660
570715000000032271 | 2000-11-23 | 660 | 47 | 50 | Vestas Wind Systems A/S | V 47-660 | 575 | Vejen | LAND | Åstrup by | 7a | 488756.23 | 6160303.57 | SDFE2018 | 141041 | Vestas Wind Systems A/S V 47-660 | Vestas.V47.660
570715000000032288 | 2000-11-23 | 660 | 47 | 50 | Vestas Wind Systems A/S | V 47-660 | 575 | Vejen | LAND | Åstrup by | 7a | 488778.45 | 6160104.63 | Stamdata | 141042 | Vestas Wind Systems A/S V 47-660 | Vestas.V47.660
570715000000032295 | 2000-11-23 | 660 | 47 | 50 | Vestas Wind Systems A/S | V 47-660 | 575 | Vejen | LAND | Åstrup by | 7a | 488799.1 | 6159905.69 | Stamdata | 141043 | Vestas Wind Systems A/S V 47-660 | Vestas.V47.660
570715000000032301 | 2000-11-23 | 660 | 47 | 50 | Vestas Wind Systems A/S | V 47-660 | 575 | Vejen | LAND | Åstrup by | 7a | 488798.84 | 6159906.19 | SDFE2018 | 141044 | Vestas Wind Systems A/S V 47-660 | Vestas.V47.660
570715000000033148 | 1998-12-02 | 660 | 47 | 50 | Vestas Wind Systems A/S | V 47-660 | 575 | Vejen | LAND | Tirslund by | 2aø | 497199.73 | 6148078.42 | SDFE2018 | 51912-2 | Vestas Wind Systems A/S V 47-660 | Vestas.V47.660
570715000000033155 | 2000-10-01 | 660 | 47 | 50 | Vestas Wind Systems A/S | V 47-660 | 575 | Vejen | LAND | Tirslund by | 1i | 497199.45 | 6148079.08 | Stamdata | 344236387 | Vestas Wind Systems A/S V 47-660 | Vestas.V47.660
570715000000046896 | 1998-03-19 | 660 | 47 | 45 | Vestas Wind Systems A/S | V 47-660 | 575 | Vejen | LAND | Mejlby | 1 | 497673.02 | 6139181.03 | SDFE2018 | 32742 | Vestas Wind Systems A/S V 47-660 | Vestas.V47.660
570715000000047664 | 1998-09-29 | 660 | 47 | 45.7 | Vestas Wind Systems A/S | V 47 | 575 | Vejen | LAND | Knorborg | 4 | 495588.3 | 6136005.01 | Stamdata | 90389 | Vestas Wind Systems A/S V 47 | Vestas.V47.660
570715000000047688 | 1998-10-08 | 660 | 46 | 45 | Vestas Wind Systems A/S | V 47-660 | 575 | Vejen | LAND | Hygum | 13 | 500761.3 | 6134170.45 | SDFE2018 | 90402 | Vestas Wind Systems A/S V 47-660 | Vestas.V47.660
570715000000047725 | 1998-12-10 | 660 | 48 | 45 | Vestas Wind Systems A/S | V 48-660 | 575 | Vejen | LAND | Nymark | 14 | 497150.64 | 6135943.19 | Stamdata | 90426 | Vestas Wind Systems A/S V 48-660 | Vestas.V47.660
570715000000047770 | 1998-12-10 | 660 | 47 | 46 | Vestas Wind Systems A/S | V 47-660 | 575 | Vejen | LAND | Tornum | 5 | 499492.77 | 6138414.09 | SDFE2018 | 90453 | Vestas Wind Systems A/S V 47-660 | Vestas.V47.660
570715000000047817 | 1999-09-20 | 660 | 47 | 40 | Vestas Wind Systems A/S | V 47-660 | 575 | Vejen | LAND | Skodborg | 2 | 508771.69 | 6142438.22 | SDFE2018 | 90501 | Vestas Wind Systems A/S V 47-660 | Vestas.V47.660
570715000000047916 | 1999-03-24 | 660 | 47 | 46 | Vestas Wind Systems A/S | V 47-660 | 575 | Vejen | LAND | Brændstrup | 332 | 504043.3 | 6132340.28 | Stamdata | 90568 | Vestas Wind Systems A/S V 47-660 | Vestas.V47.660
570715000000047923 | 1999-08-26 | 660 | 47 | 45 | Vestas Wind Systems A/S | V 47-660 | 575 | Vejen | LAND | Mejlby | 1 | 497811.33 | 6138843.34 | SDFE2018 | 90575 | Vestas Wind Systems A/S V 47-660 | Vestas.V47.660
570715000000048043 | 1999-07-08 | 660 | 47 | 45 | Vestas Wind Systems A/S | V 47-660 | 575 | Vejen | LAND | Fæsted | 29 | 495589.65 | 6134158.01 | SDFE2018 | 90761 | Vestas Wind Systems A/S V 47-660 | Vestas.V47.660
570715000000048050 | 1999-07-08 | 660 | 47 | 46 | Vestas Wind Systems A/S | V 47-660 | 575 | Vejen | LAND | Fæsted | 12 | 494730.76 | 6132544.73 | SDFE2018 | 90762 | Vestas Wind Systems A/S V 47-660 | Vestas.V47.660
570715000000048067 | 1999-10-13 | 660 | 47 | 46 | Vestas Wind Systems A/S | V 47 | 575 | Vejen | LAND | Fæsted | 34 | 494139.97 | 6132331.83 | SDFE2018 | 90906 | Vestas Wind Systems A/S V 47 | Vestas.V47.660
570715000000048081 | 1999-10-13 | 660 | 47 | 40 | Vestas Wind Systems A/S | V 47-660 | 575 | Vejen | LAND | Knorborg | 6 | 494728.6 | 6136176.32 | SDFE2018 | 90948 | Vestas Wind Systems A/S V 47-660 | Vestas.V47.660
570715000000048135 | 1999-12-30 | 660 | 47 | 45 | Vestas Wind Systems A/S | V 47-660 | 580 | Aabenraa | LAND | Klovtoft | 251 | 510580.83 | 6100075.35 | SDFE2018 | 91019 | Vestas Wind Systems A/S V 47-660 | Vestas.V47.660
570715000000048142 | 1999-12-27 | 660 | 47 | 45 | Vestas Wind Systems A/S | V 47-660 | 580 | Aabenraa | LAND | Klovtoft | 256 | 510731.04 | 6099856.86 | SDFE2018 | 91020 | Vestas Wind Systems A/S V 47-660 | Vestas.V47.660
570715000000048159 | 1999-12-27 | 660 | 0.1 | 0.1 | Ukendt | Ukendt | 580 | Aabenraa | LAND | Ukendt | 0 | 510912.48 | 6099592.27 | SDFE2018 | 91021 | Ukendt Ukendt | 0
570715000000048487 | 2000-11-30 | 660 | 47 | 45 | Vestas Wind Systems A/S | V 47-660 | 580 | Aabenraa | LAND | Egvad | 4a | 515085.94 | 6107234.31 | Stamdata | 91518 | Vestas Wind Systems A/S V 47-660 | Vestas.V47.660
570715000000049491 | 1999-12-27 | 660 | 47 | 45 | Vestas Wind Systems A/S | V 47-660 | 580 | Aabenraa | LAND | Hokkerup Bov | 10 | 532643.09 | 6083271.53 | SDFE2018 | 200002 | Vestas Wind Systems A/S V 47-660 | Vestas.V47.660
570715000000049736 | 2000-09-27 | 660 | 47 | 45 | Vestas Wind Systems A/S | V 47-660 | 580 | Aabenraa | LAND | Kassø | 2 | 516466.5 | 6098172.01 | SDFE2018 | 200130 | Vestas Wind Systems A/S V 47-660 | Vestas.V47.660
570715000000049774 | 2000-12-20 | 660 | 47 | 45 | Vestas Wind Systems A/S | V 47-660 | 580 | Aabenraa | LAND | Gejlå | 1 | 522798.67 | 6083989.27 | SDFE2018 | 200134 | Vestas Wind Systems A/S V 47-660 | Vestas.V47.660
570715000000049804 | 2000-12-23 | 660 | 47 | 45 | Vestas Wind Systems A/S | V 47-660 | 580 | Aabenraa | LAND | Gejlå | 19 | 522599 | 6084583.9 | SDFE2018 | 200137 | Vestas Wind Systems A/S V 47-660 | Vestas.V47.660
570715000000049811 | 2000-12-20 | 660 | 47 | 45 | Vestas Wind Systems A/S | V 47-660 | 580 | Aabenraa | LAND | Gejlå Holbøl | 1 | 522564.99 | 6084205.13 | SDFE2018 | 200139 | Vestas Wind Systems A/S V 47-660 | Vestas.V47.660
570715000000049835 | 2000-12-15 | 660 | 47 | 45 | Vestas Wind Systems A/S | V 47-660 | 580 | Aabenraa | LAND | Gejlå Holbøl | 1 | 522549 | 6084015.83 | SDFE2018 | 200141 | Vestas Wind Systems A/S V 47-660 | Vestas.V47.660
570715000000049859 | 2001-04-06 | 660 | 47 | 45 | Vestas Wind Systems A/S | V 47-660 | 580 | Aabenraa | LAND | Gejlå ejerlav | 19 | 522849.35 | 6084556.84 | SDFE2018 | 200144 | Vestas Wind Systems A/S V 47-660 | Vestas.V47.660
570715000000049866 | 2001-04-10 | 660 | 47 | 45 | Vestas Wind Systems A/S | V 47-660 | 580 | Aabenraa | LAND | Gejlå ejerlav | 17 | 522831.94 | 6084367.98 | SDFE2018 | 200145 | Vestas Wind Systems A/S V 47-660 | Vestas.V47.660
570715000000049873 | 2001-04-10 | 660 | 47 | 45 | Vestas Wind Systems A/S | V 47-660 | 580 | Aabenraa | LAND | Gejlå ejerlav | 23 | 522816.14 | 6084178.32 | SDFE2018 | 200146 | Vestas Wind Systems A/S V 47-660 | Vestas.V47.660
570715000000049880 | 2001-04-25 | 660 | 47 | 45 | Vestas Wind Systems A/S | V 47-660 | 580 | Aabenraa | LAND | Gejlå ejerlav | 82 | 522580.91 | 6084395.12 | SDFE2018 | 200147 | Vestas Wind Systems A/S V 47-660 | Vestas.V47.660
570715000000049958 | 1999-10-26 | 660 | 47 | 45 | Vestas Wind Systems A/S | V 47-660 | 580 | Aabenraa | LAND | Kassø | 17 | 515005.56 | 6097880.14 | SDFE2018 | 200204 | Vestas Wind Systems A/S V 47-660 | Vestas.V47.660
570715000000050022 | 1998-02-13 | 660 | 47 | 45 | Vestas Wind Systems A/S | V 47-660 | 580 | Aabenraa | LAND | Kassø | 4 | 513914.98 | 6097342.73 | SDFE2018 | 200209 | Vestas Wind Systems A/S V 47-660 | Vestas.V47.660
570715000000051005 | 1999-11-11 | 660 | 47 | 45 | Vestas Wind Systems A/S | V 47-660 | 580 | Aabenraa | LAND | Kassø | 2 | 515914.98 | 6097927 | SDFE2018 | 200289 | Vestas Wind Systems A/S V 47-660 | Vestas.V47.660
570715000000056109 | 2001-10-25 | 660 | 47 | 45 | Vestas Wind Systems A/S | V 47-660 | 580 | Aabenraa | LAND | Hokkerup, Holbøl | 250 | 532450.69 | 6083206.3 | SDFE2018 | 200153 | Vestas Wind Systems A/S V 47-660 | Vestas.V47.660
570715000000056116 | 2001-10-30 | 660 | 47 | 45 | Vestas Wind Systems A/S | V 47-660 | 580 | Aabenraa | LAND | Hokkerup, Holbøl | 26 | 532259.3 | 6083141.64 | SDFE2018 | 200154 | Vestas Wind Systems A/S V 47-660 | Vestas.V47.660
570715000000049538 | 2000-06-09 | 660 | 47 | 46 | Vestas Wind Systems A/S | V 47-660 | 621 | Kolding | LAND | Stubbom | 3 | 534657.66 | 6132864.71 | SDFE2018 | 200110 | Vestas Wind Systems A/S V 47-660 | Vestas.V47.660
570715000000049828 | 2002-04-01 | 660 | 47 | 45 | Vestas Wind Systems A/S | V 67-660 | 621 | Kolding | LAND | Anderup Stepping | 7 | 525697.35 | 6133581.69 | SDFE2018 | 200140 | Vestas Wind Systems A/S V 67-660 | Vestas.V47.660
570715000000050923 | 1999-12-23 | 660 | 47 | 46 | Vestas Wind Systems A/S | V 47-660 | 621 | Kolding | LAND | Anderup Stepping | 7 | 524512.8 | 6133626.17 | SDFE2018 | 200277 | Vestas Wind Systems A/S V 47-660 | Vestas.V47.660
570715000000026553 | 1999-12-25 | 660 | 47 | 45 | Vestas Wind Systems A/S | V 47 | 630 | Vejle | LAND | Bjerlev By, Hvejsel | 14a | 527639.79 | 6185610.71 | SDFE2018 | 1030062 | Vestas Wind Systems A/S V 47 | Vestas.V47.660
570715000000026713 | 2000-07-06 | 660 | 47 | 45 | Vestas Wind Systems A/S | V 47-660 | 630 | Vejle | LAND | Bjerlev By, Hvejsel | 14f | 528071.56 | 6185512.46 | SDFE2018 | 1030078 | Vestas Wind Systems A/S V 47-660 | Vestas.V47.660
570715000000026720 | 2000-08-09 | 660 | 47 | 50 | Vestas Wind Systems A/S | V 47-660 | 630 | Vejle | LAND | Bjerlev By, Hvejsel | 14g | 527854.42 | 6185563.09 | SDFE2018 | 1030081 | Vestas Wind Systems A/S V 47-660 | Vestas.V47.660
570715000000027161 | 1999-01-30 | 660 | 47 | 45.5 | Vestas Wind Systems A/S | V 47-660 | 630 | Vejle | LAND | Fårupgård | 14a | 523417.41 | 6177150.05 | SDFE2018 | 60-188 | Vestas Wind Systems A/S V 47-660 | Vestas.V47.660
570715000000044809 | 1999-02-01 | 660 | 47 | 50 | Vestas Wind Systems A/S | V 47-660 | 657 | Herning | LAND | Strade, Vinding | 1h | 480851.22 | 6233362.06 | SDFE2018 | 7141857 | Vestas Wind Systems A/S V 47-660 | Vestas.V47.660
570715000000044816 | 1999-02-01 | 660 | 47 | 50 | Vestas Wind Systems A/S | V 47-660 | 657 | Herning | LAND | Strade, Vinding Sogn | 2i | 480944.78 | 6233821.43 | SDFE2018 | 7141862 | Vestas Wind Systems A/S V 47-660 | Vestas.V47.660
570715000000044885 | 1999-08-13 | 660 | 47 | 50 | Vestas Wind Systems A/S | V 47-660 | 657 | Herning | LAND | Strade, Vinding | 2i | 480898.88 | 6233592.38 | SDFE2018 | 7142255 | Vestas Wind Systems A/S V 47-660 | Vestas.V47.660
570715000000038891 | 1999-09-30 | 660 | 47 | 45 | Vestas Wind Systems A/S | V 47-660 | 661 | Holstebro | LAND | Hindkær Gårde, Mejrup | 1a | 481379.01 | 6251002.51 | SDFE2018 | 40141256 | Vestas Wind Systems A/S V 47-660 | Vestas.V47.660
570715000000038907 | 1999-09-30 | 660 | 47 | 45 | Vestas Wind Systems A/S | V 47-660 | 661 | Holstebro | LAND | Barslund Gårde, Mejrup | 14d | 481472.87 | 6250826.39 | SDFE2018 | 40141256 | Vestas Wind Systems A/S V 47-660 | Vestas.V47.660
570715000000038914 | 1999-12-15 | 660 | 47 | 45 | Vestas Wind Systems A/S | V 47-660 | 661 | Holstebro | LAND | Hindkær Gårde, Mejrup | 1a | 481578.31 | 6250996.3 | SDFE2018 | 40141256 | Vestas Wind Systems A/S V 47-660 | Vestas.V47.660
570715000000038921 | 2000-02-15 | 660 | 47 | 45 | Vestas Wind Systems A/S | V 47-660 | 661 | Holstebro | LAND | Barslund Gårde, Mejrup | 1h | 481567.7 | 6250649.5 | SDFE2018 | 40141256 | Vestas Wind Systems A/S V 47-660 | Vestas.V47.660
570715000000038938 | 1999-10-15 | 660 | 47 | 45 | Vestas Wind Systems A/S | V 47-660 | 661 | Holstebro | LAND | Den nordvestlige Del, Mejrup | 12h | 481672.95 | 6250819.47 | SDFE2018 | 40141256 | Vestas Wind Systems A/S V 47-660 | Vestas.V47.660
570715000000038945 | 1999-09-30 | 660 | 47 | 45 | Vestas Wind Systems A/S | V 47-660 | 661 | Holstebro | LAND | Hvam, Borbjerg | 7a | 481778.25 | 6250988.9 | SDFE2018 | 40141256 | Vestas Wind Systems A/S V 47-660 | Vestas.V47.660
570715000000039041 | 2000-02-21 | 660 | 47 | 50 | Vestas Wind Systems A/S | V 47-660 | 661 | Holstebro | LAND | Sønderlund, Holstebro jorder | 5a | 478733.5 | 6248918.64 | SDFE2018 | 40148298 | Vestas Wind Systems A/S V 47-660 | Vestas.V47.660
570715000000039058 | 2000-08-10 | 660 | 47 | 50 | Vestas Wind Systems A/S | V 47-660 | 661 | Holstebro | LAND | Den nordvestlige Del, Mejrup | 16b | 479009.91 | 6248801.13 | SDFE2018 | 40149299 | Vestas Wind Systems A/S V 47-660 | Vestas.V47.660
570715000000039065 | 1999-12-23 | 660 | 47 | 50 | Vestas Wind Systems A/S | V 47-660 | 661 | Holstebro | LAND | Sønderlund, Holstebro jorder | 2a | 478520.59 | 6248707.33 | SDFE2018 | 40150300 | Vestas Wind Systems A/S V 47-660 | Vestas.V47.660
570715000000039072 | 1999-12-23 | 660 | 47 | 50 | Vestas Wind Systems A/S | V 47-660 | 661 | Holstebro | LAND | Den Sydvestlige Del, Mejrup | 7a | 478797.29 | 6248588.72 | SDFE2018 | 40151301 | Vestas Wind Systems A/S V 47-660 | Vestas.V47.660
570715000000031748 | 1999-05-26 | 660 | 47 | 40 | Vestas Wind Systems A/S | V 47-660 | 671 | Struer | LAND | Hvidbjerg by | 9d | 472697.38 | 6281175.24 | SDFE2018 | 160316 | Vestas Wind Systems A/S V 47-660 | Vestas.V47.660
570715000000031755 | 1999-05-26 | 660 | 47 | 45 | Vestas Wind Systems A/S | V 47-660 | 671 | Struer | LAND | Semb by | 4a | 472894.89 | 6281155.7 | SDFE2018 | 160318 | Vestas Wind Systems A/S V 47-660 | Vestas.V47.660
570715000000031762 | 1999-05-26 | 660 | 47 | 45 | Vestas Wind Systems A/S | V 47-660 | 671 | Struer | LAND | Styvel by | 5d | 473092.4 | 6281136.16 | SDFE2018 | 160320 | Vestas Wind Systems A/S V 47-660 | Vestas.V47.660
570715000000039003 | 2000-05-17 | 660 | 47 | 50 | Vestas Wind Systems A/S | V 47-660 | 671 | Struer | LAND | Linde By, Asp | 15b | 466656.83 | 6253190.96 | SDFE2018 | 40146294 | Vestas Wind Systems A/S V 47-660 | Vestas.V47.660
570715000000039010 | 1999-12-30 | 660 | 47 | 50 | Vestas Wind Systems A/S | V 47-660 | 671 | Struer | LAND | Birkild By, Asp | 3h | 466801.97 | 6253492.77 | SDFE2018 | 40146294 | Vestas Wind Systems A/S V 47-660 | Vestas.V47.660
570715000000039027 | 1999-12-30 | 660 | 47 | 50 | Vestas Wind Systems A/S | V 47-660 | 671 | Struer | LAND | Birkild By, Asp | 3b | 466946.59 | 6253794.96 | SDFE2018 | 40146294 | Vestas Wind Systems A/S V 47-660 | Vestas.V47.660
570715000000039188 | 2000-05-31 | 660 | 47 | 50 | Vestas Wind Systems A/S | V 47-660 | 671 | Struer | LAND | Den nordlige Del, Hjerm | 30b | 481069.87 | 6253882.38 | SDFE2018 | 40155318 | Vestas Wind Systems A/S V 47-660 | Vestas.V47.660
570715000000039195 | 2000-05-31 | 660 | 47 | 50 | Vestas Wind Systems A/S | V 47-660 | 671 | Struer | LAND | Den nordlige Del, Hjerm | 30b | 481104.32 | 6254036.04 | SDFE2018 | 40155318 | Vestas Wind Systems A/S V 47-660 | Vestas.V47.660
570715000000039201 | 2000-05-31 | 660 | 47 | 50 | Vestas Wind Systems A/S | V 47-660 | 671 | Struer | LAND | Perregårde, Borbjerg - 30 b, Den nordlige Del, Hjerm | 1a | 481136.93 | 6254190.94 | SDFE2018 | 40155318 | Vestas Wind Systems A/S V 47-660 | Vestas.V47.660
570715000000015571 | 1998-12-10 | 660 | 47 | 45 | Vestas Wind Systems A/S | V 47-660 | 710 | Favrskov | LAND | Lyngballegård Hgd., Lading | 1a | 557042 | 6230387.62 | SDFE2018 | 3100054 | Vestas Wind Systems A/S V 47-660 | Vestas.V47.660
570715000000015588 | 1998-12-10 | 660 | 47 | 45 | Vestas Wind Systems A/S | V 47-660 | 710 | Favrskov | LAND | Lyngballegård Hgd., Lading | 1h | 557196.71 | 6230353.5 | SDFE2018 | 3100055 | Vestas Wind Systems A/S V 47-660 | Vestas.V47.660
570715000000015595 | 1998-12-10 | 660 | 47 | 45 | Vestas Wind Systems A/S | V 47-660 | 710 | Favrskov | LAND | Lyngballegård Hgd., Lading | 1g | 557351.25 | 6230319.12 | SDFE2018 | 3100056 | Vestas Wind Systems A/S V 47-660 | Vestas.V47.660
570715000000015601 | 1998-12-10 | 660 | 47 | 45 | Vestas Wind Systems A/S | V 47-660 | 710 | Favrskov | LAND | Lyngballegård Hgd., Lading | 1i | 557506.27 | 6230284.8 | SDFE2018 | 3100057 | Vestas Wind Systems A/S V 47-660 | Vestas.V47.660
570715000000015687 | 2002-09-13 | 660 | 47 | 45 | Vestas Wind Systems A/S | V 47-660 | 710 | Favrskov | LAND | Farre by, Sporup | 11al | 552264.23 | 6229023.62 | SDFE2018 | 3115735 | Vestas Wind Systems A/S V 47-660 | Vestas.V47.660
570715000000015694 | 2000-03-14 | 660 | 47 | 45 | Vestas Wind Systems A/S | V 47-660 | 710 | Favrskov | LAND | Farre by, Sporup | 9e | 552258.69 | 6229226.1 | SDFE2018 | 3100064 | Vestas Wind Systems A/S V 47-660 | Vestas.V47.660
570715000000015700 | 2000-03-14 | 660 | 47 | 45 | Vestas Wind Systems A/S | V 47-660 | 710 | Favrskov | LAND | Farre by, Sporup | 9a | 552251.3 | 6229429.25 | SDFE2018 | 3100064 | Vestas Wind Systems A/S V 47-660 | Vestas.V47.660
570715000000055706 | 2000-03-14 | 660 | 47 | 45 | Vestas Wind Systems A/S | V 47-660 | 710 | Favrskov | LAND | Farre by, Sporup | 9a | 552245.07 | 6229632.25 | SDFE2018 | 3100065 | Vestas Wind Systems A/S V 47-660 | Vestas.V47.660
570715000000023279 | 1999-12-22 | 660 | 47 | 50 | Vestas Wind Systems A/S | V 47-660 | 727 | Odder | LAND | Gersdorffslund Hgd. | 1a | 576895.82 | 6197170.61 | SDFE2018 | 90030 | Vestas Wind Systems A/S V 47-660 | Vestas.V47.660
570715000000020285 | 1998-12-21 | 660 | 47 | 45 | Vestas Wind Systems A/S | V 47-660 | 730 | Randers | LAND | Udbyover by, udbyover | 8z | 573746.38 | 6277853.2 | SDFE2018 | 95131 | Vestas Wind Systems A/S V 47-660 | Vestas.V47.660
570715000000020292 | 1998-12-21 | 660 | 47 | 45 | Vestas Wind Systems A/S | V 47-660 | 730 | Randers | LAND | Udbyover by, udbyover | 8a | 573672.4 | 6277670.6 | SDFE2018 | 95131 | Vestas Wind Systems A/S V 47-660 | Vestas.V47.660
570715000000020308 | 1998-12-21 | 660 | 47 | 45 | Vestas Wind Systems A/S | V 47-660 | 730 | Randers | LAND | Udbyover by, udbyover | 8æ | 573598.49 | 6277487.51 | SDFE2018 | 95131 | Vestas Wind Systems A/S V 47-660 | Vestas.V47.660
570715000000020315 | 1998-12-21 | 660 | 47 | 45 | Vestas Wind Systems A/S | V 47-660 | 730 | Randers | LAND | Udbyover by, udbyover | 8ø | 573938.92 | 6277851.19 | SDFE2018 | 95131 | Vestas Wind Systems A/S V 47-660 | Vestas.V47.660
570715000000020322 | 1998-12-21 | 660 | 47 | 45 | Vestas Wind Systems A/S | V 47-660 | 730 | Randers | LAND | Udbyover by, udbyover | 8aa | 573861.33 | 6277660.82 | SDFE2018 | 95131 | Vestas Wind Systems A/S V 47-660 | Vestas.V47.660
570715000000015069 | 2000-06-23 | 660 | 45 | 0.1 | Vestas Wind Systems A/S | V 47-660 | 740 | Silkeborg | LAND | Gjern by | 1a | 539273.56 | 6232270.64 | SDFE2018 | 3080295 | Vestas Wind Systems A/S V 47-660 | Vestas.V47.660
570715000000015076 | 2000-06-23 | 660 | 45 | 0.1 | Vestas Wind Systems A/S | V 47-660 | 740 | Silkeborg | LAND | Gjern by | 1b | 539228.57 | 6232496.6 | SDFE2018 | 3080296 | Vestas Wind Systems A/S V 47-660 | Vestas.V47.660
570715000000015083 | 2000-06-23 | 660 | 45 | 45 | Vestas Wind Systems A/S | V 47-660 | 740 | Silkeborg | LAND | Gjern by | 1f | 539183.58 | 6232721.31 | SDFE2018 | 3080297 | Vestas Wind Systems A/S V 47-660 | Vestas.V47.660
570715000000023644 | 1999-09-23 | 660 | 47 | 45 | Vestas Wind Systems A/S | V 47-660 | 746 | Skanderborg | LAND | Mesing by,Mesing | 9a | 557950.28 | 6215761.74 | SDFE2018 | 90028 | Vestas Wind Systems A/S V 47-660 | Vestas.V47.660
570715000000023651 | 1999-12-22 | 660 | 47 | 45 | Vestas Wind Systems A/S | V 47-660 | 746 | Skanderborg | LAND | Mesing by,Mesing | 10b | 557808.33 | 6215924.34 | SDFE2018 | 90028 | Vestas Wind Systems A/S V 47-660 | Vestas.V47.660
570715000000023675 | 1999-09-24 | 660 | 47 | 45 | Vestas Wind Systems A/S | V 47-660 | 746 | Skanderborg | LAND | Skanderborg Jorder,Foerlev | 1f | 554951.46 | 6214301.42 | SDFE2018 | 90029 | Vestas Wind Systems A/S V 47-660 | Vestas.V47.660
570715000000023682 | 1999-09-24 | 660 | 47 | 45 | Vestas Wind Systems A/S | V 47-660 | 746 | Skanderborg | LAND | Forlev | 1a | 554902.3 | 6214531.27 | SDFE2018 | 90029 | Vestas Wind Systems A/S V 47-660 | Vestas.V47.660
570715000000023699 | 1999-09-24 | 660 | 47 | 43.7 | Vestas Wind Systems A/S | V 47-660 | 746 | Skanderborg | LAND | Skanderborg Jorder | 1p | 554852.52 | 6214761.16 | SDFE2018 | 90029 | Vestas Wind Systems A/S V 47-660 | Vestas.V47.660
570715000000023705 | 2002-03-26 | 660 | 47 | 45 | Vestas Wind Systems A/S | V 47-660 | 746 | Skanderborg | LAND | Mesing by,Mesing | 10i | 557667.87 | 6216086.52 | SDFE2018 | 90049 | Vestas Wind Systems A/S V 47-660 | Vestas.V47.660
570715000000021824 | 2000-09-15 | 660 | 47 | 40 | Vestas Wind Systems A/S | V 47-660 | 751 | Århus | LAND | Hårup by, Todbjerg | 2a | 576128.77 | 6239179.74 | SDFE2018 | 259849 | Vestas Wind Systems A/S V 47-660 | Vestas.V47.660
570715000000021831 | 2000-09-15 | 660 | 47 | 40 | Vestas Wind Systems A/S | V 47-660 | 751 | Århus | LAND | Hårup by, Todbjerg | 2a | 576067.18 | 6239359.25 | SDFE2018 | 259849 | Vestas Wind Systems A/S V 47-660 | Vestas.V47.660
570715000000021848 | 2000-12-13 | 660 | 47 | 40 | Vestas Wind Systems A/S | V 47-660 | 751 | Århus | LAND | Hårup by, Todbjerg | 9c | 576006.42 | 6239538.91 | SDFE2018 | 259849 | Vestas Wind Systems A/S V 47-660 | Vestas.V47.660
570715000000021855 | 2000-09-15 | 660 | 47 | 40 | Vestas Wind Systems A/S | V 47-660 | 751 | Århus | LAND | Hårup by, Todbjerg | 9c | 575944.93 | 6239718.68 | SDFE2018 | 259849 | Vestas Wind Systems A/S V 47-660 | Vestas.V47.660
570715000000021862 | 2000-09-15 | 660 | 47 | 40 | Vestas Wind Systems A/S | V 47-660 | 751 | Århus | LAND | Mejlby by, Mejlby | 10a | 575885.22 | 6239898.22 | SDFE2018 | 259849 | Vestas Wind Systems A/S V 47-660 | Vestas.V47.660
570715000000022746 | 1998-04-24 | 660 | 47 | 40 | Vestas Wind Systems A/S | V 47-660 | 751 | Århus | LAND | Spørring by, Spørring | 18a | 573040.48 | 6238485.16 | SDFE2018 | 257539 | Vestas Wind Systems A/S V 47-660 | Vestas.V47.660
570715000000022753 | 1998-04-24 | 660 | 47 | 40 | Vestas Wind Systems A/S | V 47-660 | 751 | Århus | LAND | Hårup by, Todbjerg | 1b | 573237.69 | 6238450.28 | SDFE2018 | 257539 | Vestas Wind Systems A/S V 47-660 | Vestas.V47.660
570715000000022760 | 1998-04-24 | 660 | 47 | 40 | Vestas Wind Systems A/S | V 47-660 | 751 | Århus | LAND | Hårup by, Todbjerg | 1b | 573434.25 | 6238414.05 | SDFE2018 | 257539 | Vestas Wind Systems A/S V 47-660 | Vestas.V47.660
570715000000057687 | 2002-09-05 | 660 | 47 | 45 | Vestas Wind Systems A/S | VMP-330-690V-50Hz | 756 | Ikast-Brande | LAND | Hampen By | 4d | 520700.41 | 6207571.61 | SDFE2018 | 3050359 | Vestas Wind Systems A/S VMP-330-690V-50Hz | Vestas.V112.3300
570715000000034626 | 1998-06-19 | 660 | 47 | 45 | Vestas Wind Systems A/S | V 47-660 | 760 | Ringkøbing-Skjern | LAND | Østergård Hgd | 1b | 470397.63 | 6186940.08 | SDFE2018 | 61307 | Vestas Wind Systems A/S V 47-660 | Vestas.V47.660
570715000000034633 | 1998-06-19 | 660 | 47 | 45 | Vestas Wind Systems A/S | V 47-660 | 760 | Ringkøbing-Skjern | LAND | Østergård Hgd | 1b | 470296.53 | 6186678.61 | SDFE2018 | 61308 | Vestas Wind Systems A/S V 47-660 | Vestas.V47.660
570715000000034640 | 1998-06-19 | 660 | 47 | 45 | Vestas Wind Systems A/S | V 47-660 | 760 | Ringkøbing-Skjern | LAND | Østergård Hgd | 1b | 470573.87 | 6186724.43 | SDFE2018 | 61309 | Vestas Wind Systems A/S V 47-660 | Vestas.V47.660
570715000000034749 | 1999-02-01 | 660 | 44 | 45 | Vestas Wind Systems A/S | V 47-660 | 760 | Ringkøbing-Skjern | LAND | Gråhede by | 3b | 473191.92 | 6191570.94 | SDFE2018 | 61533 | Vestas Wind Systems A/S V 47-660 | Vestas.V47.660
570715000000034763 | 1998-12-07 | 660 | 44 | 45 | Vestas Wind Systems A/S | V 44-600 | 760 | Ringkøbing-Skjern | LAND | Gråhede by | 3b | 473046.51 | 6191444.97 | SDFE2018 | 61534 | Vestas Wind Systems A/S V 44-600 | Vestas.V44.600
570715000000034770 | 1998-12-07 | 660 | 44 | 45 | Vestas Wind Systems A/S | V 44-600 | 760 | Ringkøbing-Skjern | LAND | Gråhede by | 3b | 472900.34 | 6191318.28 | SDFE2018 | 61534 | Vestas Wind Systems A/S V 44-600 | Vestas.V44.600
570715000000041877 | 1997-11-04 | 660 | 47 | 50 | Vestas Wind Systems A/S | V 47-660 | 760 | Ringkøbing-Skjern | LAND | Den vestlige del, Brejning | 4o | 467696.91 | 6221208.67 | SDFE2018 | 8505451 | Vestas Wind Systems A/S V 47-660 | Vestas.V47.660
570715000000041884 | 1997-11-04 | 660 | 47 | 50 | Vestas Wind Systems A/S | V 47-660 | 760 | Ringkøbing-Skjern | LAND | Den vestlige del, Brejning | 3a | 467729.17 | 6221011.3 | SDFE2018 | 8505451 | Vestas Wind Systems A/S V 47-660 | Vestas.V47.660
570715000000041891 | 1997-11-04 | 660 | 47 | 50 | Vestas Wind Systems A/S | V 47-660 | 760 | Ringkøbing-Skjern | LAND | Den vestlige del, Brejning | 4f | 467883.66 | 6221138.28 | SDFE2018 | 8505451 | Vestas Wind Systems A/S V 47-660 | Vestas.V47.660
570715000000042171 | 1999-08-31 | 660 | 47 | 45 | Vestas Wind Systems A/S | V 47-660 | 760 | Ringkøbing-Skjern | LAND | Den sydvestlige del,Brejning | 1m | 471655.46 | 6214694.13 | SDFE2018 | 8506361 | Vestas Wind Systems A/S V 47-660 | Vestas.V47.660
570715000000042188 | 1999-12-30 | 660 | 47 | 45 | Vestas Wind Systems A/S | V 47-660 | 760 | Ringkøbing-Skjern | LAND | Den sydvestlige del,Brejning | 1 | 471858.89 | 6214821.07 | SDFE2018 | 8506511 | Vestas Wind Systems A/S V 47-660 | Vestas.V47.660
570715000000042195 | 2000-02-02 | 660 | 47 | 45.3 | Vestas Wind Systems A/S | V 47-660 | 760 | Ringkøbing-Skjern | LAND | Den sydvestlige del,Brejning | 1m | 471451.16 | 6214565.3 | SDFE2018 | 8506691 | Vestas Wind Systems A/S V 47-660 | Vestas.V47.660
570715000000042218 | 2000-04-13 | 660 | 47 | 50 | Vestas Wind Systems A/S | V 47-660 | 760 | Ringkøbing-Skjern | LAND | Øster Lem by, Sdr.Lem | 75 | 463737.21 | 6212786.17 | SDFE2018 | 8506771 | Vestas Wind Systems A/S V 47-660 | Vestas.V47.660
570715000000042225 | 2000-04-13 | 660 | 47 | 50 | Vestas Wind Systems A/S | V 47-660 | 760 | Ringkøbing-Skjern | LAND | Øster Lem by, Sdr.Lem | 57g | 463531.49 | 6212661.04 | SDFE2018 | 8506771 | Vestas Wind Systems A/S V 47-660 | Vestas.V47.660
570715000000042232 | 2000-04-13 | 660 | 47 | 50 | Vestas Wind Systems A/S | V 47-660 | 760 | Ringkøbing-Skjern | LAND | Øster Lem By, Sdr. Lem | 75 | 463740.91 | 6212552.1 | SDFE2018 | 8506771 | Vestas Wind Systems A/S V 47-660 | Vestas.V47.660
570715000000025150 | 1998-02-04 | 660 | 47 | 50 | Vestas Wind Systems A/S | V 47 | 766 | Hedensted | LAND | Klejs By, Rårup | 19a | 558436.49 | 6176767.83 | SDFE2018 | 300131 | Vestas Wind Systems A/S V 47 | Vestas.V47.660
570715000000025174 | 1998-11-13 | 660 | 47 | 50 | Vestas Wind Systems A/S | V 47 | 766 | Hedensted | LAND | Hornum By, Hornum | 3q | 550457.64 | 6176575.92 | SDFE2018 | 300151 | Vestas Wind Systems A/S V 47 | Vestas.V47.660
570715000000025181 | 1998-11-13 | 660 | 47 | 50 | Vestas Wind Systems A/S | V 47 | 766 | Hedensted | LAND | Hornum By, Hornum | 3q | 550395.83 | 6176385.4 | SDFE2018 | 300161 | Vestas Wind Systems A/S V 47 | Vestas.V47.660
570715000000025235 | 1999-08-31 | 660 | 47 | 50 | Vestas Wind Systems A/S | V 47 | 766 | Hedensted | LAND | Gramrode By, Rårup | 3a | 557977.88 | 6177408.24 | SDFE2018 | 300211 | Vestas Wind Systems A/S V 47 | Vestas.V47.660
570715000000026515 | 1999-06-01 | 660 | 47 | 55 | Vestas Wind Systems A/S | V 47-660 | 766 | Hedensted | LAND | Nyborg by, Langskov | 4f | 533156.3 | 6184302.81 | SDFE2018 | 1030058 | Vestas Wind Systems A/S V 47-660 | Vestas.V47.660
570715000000026522 | 1999-05-01 | 660 | 47 | 55 | Vestas Wind Systems A/S | V 660 | 766 | Hedensted | LAND | Nyborg By Langskov | 4a | 532933.66 | 6184415.28 | SDFE2018 | 1030059 | Vestas Wind Systems A/S V 660 | Vestas.V47.660
570715000000026560 | 2000-05-16 | 660 | 47 | 55 | Vestas Wind Systems A/S | V 47-660 | 766 | Hedensted | LAND | Vindelev by Vindelev sogn | 4a | 533144.38 | 6184551.71 | SDFE2018 | 1030063 | Vestas Wind Systems A/S V 47-660 | Vestas.V47.660
570715000000055744 | 2001-10-01 | 660 | 47 | 50 | Vestas Wind Systems A/S | V 47 | 766 | Hedensted | LAND | Kathrine Østergård Nielsen Nørlykke | 38a | 557049.83 | 6176404.12 | SDFE2018 | 300291 | Vestas Wind Systems A/S V 47 | Vestas.V47.660
570715000000028496 | 1998-07-07 | 660 | 47 | 50 | Vestas Wind Systems A/S | V 47-660 | 773 | Morsø | LAND | Ovtrup | 1au | 478281.48 | 6293275.14 | SDFE2018 | 223595 | Vestas Wind Systems A/S V 47-660 | Vestas.V47.660
570715000000028502 | 1998-07-07 | 660 | 47 | 50 | Vestas Wind Systems A/S | V 47-660 | 773 | Morsø | LAND | Ovtrup | 1a | 478275.73 | 6293105.43 | SDFE2018 | 235952 | Vestas Wind Systems A/S V 47-660 | Vestas.V47.660
570715000000028557 | 1999-08-12 | 660 | 47 | 50 | Vestas Wind Systems A/S | V 47-660 | 773 | Morsø | LAND | V. Assels | 26g | 480030.71 | 6283543.29 | SDFE2018 | 223727 | Vestas Wind Systems A/S V 47-660 | Vestas.V47.660
570715000000028571 | 1999-08-10 | 660 | 47 | 50 | Vestas Wind Systems A/S | V 47-660 | 773 | Morsø | LAND | V. Assels | 11d | 480163.67 | 6283919.69 | SDFE2018 | 223818 | Vestas Wind Systems A/S V 47-660 | Vestas.V47.660
570715000000028588 | 1999-08-10 | 660 | 47 | 50 | Vestas Wind Systems A/S | V 47-660 | 773 | Morsø | LAND | V. Assels | 12c | 480095.78 | 6283732.3 | SDFE2018 | 223818 | Vestas Wind Systems A/S V 47-660 | Vestas.V47.660
570715000000028595 | 1999-10-29 | 660 | 47 | 50 | Vestas Wind Systems A/S | V 47-660 | 773 | Morsø | LAND | Galtrup | 1a | 487890.36 | 6301728.09 | SDFE2018 | 223830 | Vestas Wind Systems A/S V 47-660 | Vestas.V47.660
570715000000028601 | 1999-10-29 | 660 | 47 | 50 | Vestas Wind Systems A/S | V 47-660 | 773 | Morsø | LAND | Galtrup | 1as | 487958.71 | 6302121.1 | SDFE2018 | 223829 | Vestas Wind Systems A/S V 47-660 | Vestas.V47.660
570715000000028618 | 1999-10-29 | 660 | 47 | 50 | Vestas Wind Systems A/S | V 47-660 | 773 | Morsø | LAND | Galtrup | 1b | 487855.63 | 6301529.07 | SDFE2018 | 223832 | Vestas Wind Systems A/S V 47-660 | Vestas.V47.660
570715000000028625 | 1999-11-15 | 660 | 47 | 50 | Vestas Wind Systems A/S | V 47-660 | 773 | Morsø | LAND | Galtrup | 1a | 487924.57 | 6301914.72 | SDFE2018 | 223831 | Vestas Wind Systems A/S V 47-660 | Vestas.V47.660
570715000000028786 | 2000-06-09 | 660 | 47 | 45 | Vestas Wind Systems A/S | V 47-660 | 773 | Morsø | LAND | Solbjerg by | 4e | 480043.44 | 6298874.21 | SDFE2018 | 223933 | Vestas Wind Systems A/S V 47-660 | Vestas.V47.660
570715000000028793 | 2000-06-09 | 660 | 47 | 45 | Vestas Wind Systems A/S | V 47-660 | 773 | Morsø | LAND | Solbjerg by | 4a | 480016.29 | 6298702.87 | SDFE2018 | 223934 | Vestas Wind Systems A/S V 47-660 | Vestas.V47.660
570715000000018251 | 1998-06-23 | 660 | 47 | 50 | Vestas Wind Systems A/S | V 47-660 | 779 | Skive | LAND | Thise | 47a | 506496.97 | 6284592.16 | SDFE2018 | 2050292 | Vestas Wind Systems A/S V 47-660 | Vestas.V47.660
570715000000018268 | 1998-06-23 | 660 | 47 | 50 | Vestas Wind Systems A/S | V 47-660 | 779 | Skive | LAND | Thise | 47a | 506694.53 | 6284482.08 | SDFE2018 | 2050293 | Vestas Wind Systems A/S V 47-660 | Vestas.V47.660
570715000000018336 | 1998-10-26 | 660 | 47 | 50 | Vestas Wind Systems A/S | V 47-660 | 779 | Skive | LAND | Jebjerg By, Jebjerg | 10b | 500078.92 | 6281860.94 | SDFE2018 | 2050300 | Vestas Wind Systems A/S V 47-660 | Vestas.V47.660
570715000000018343 | 1998-10-26 | 660 | 47 | 50 | Vestas Wind Systems A/S | V 47-660 | 779 | Skive | LAND | Jebjerg By, Jebjerg | 10b | 500128.41 | 6282042.51 | SDFE2018 | 2050301 | Vestas Wind Systems A/S V 47-660 | Vestas.V47.660
570715000000018350 | 1999-04-20 | 660 | 47 | 50 | Vestas Wind Systems A/S | V 47-660 | 779 | Skive | LAND | Jebjerg By, Jebjerg | 4a | 499331.17 | 6282405.85 | SDFE2018 | 2050302 | Vestas Wind Systems A/S V 47-660 | Vestas.V47.660
570715000000018367 | 1999-06-11 | 660 | 47 | 50 | Vestas Wind Systems A/S | V 47-660 | 779 | Skive | LAND | Jebjerg By, Jebjerg | 4a | 499276.93 | 6282223.25 | SDFE2018 | 2050303 | Vestas Wind Systems A/S V 47-660 | Vestas.V47.660
570715000000018398 | 1999-10-01 | 660 | 47 | 50 | Vestas Wind Systems A/S | V 47-660 | 779 | Skive | LAND | Hindborg By, Hindborg | 18c | 497809.38 | 6276760.97 | SDFE2018 | 2050306 | Vestas Wind Systems A/S V 47-660 | Vestas.V47.660
570715000000018404 | 1999-10-01 | 660 | 47 | 50 | Vestas Wind Systems A/S | V 47-660 | 779 | Skive | LAND | Hindborg By, Hindborg | 17f | 498001.68 | 6276780.72 | SDFE2018 | 2050307 | Vestas Wind Systems A/S V 47-660 | Vestas.V47.660
570715000000018411 | 1999-10-01 | 660 | 47 | 50 | Vestas Wind Systems A/S | V 47-660 | 779 | Skive | LAND | Hindborg | 2a | 498605.15 | 6276842.6 | SDFE2018 | 2050310 | Vestas Wind Systems A/S V 47-660 | Vestas.V47.660
570715000000018466 | 1999-10-15 | 660 | 47 | 50 | Vestas Wind Systems A/S | V 47-660 | 779 | Skive | LAND | Hindborg by | 12g | 497611.47 | 6276742.03 | SDFE2018 | 2050315 | Vestas Wind Systems A/S V 47-660 | Vestas.V47.660
570715000000018473 | 1999-10-15 | 660 | 47 | 50 | Vestas Wind Systems A/S | V 47-660 | 779 | Skive | LAND | Hindborg | 3a | 498804.01 | 6276862.24 | SDFE2018 | 2050316 | Vestas Wind Systems A/S V 47-660 | Vestas.V47.660
570715000000018510 | 2000-05-02 | 660 | 47 | 45 | Vestas Wind Systems A/S | V 47-660 | 779 | Skive | LAND | Grønning | 12a | 504373.88 | 6278745.98 | SDFE2018 | 2050320 | Vestas Wind Systems A/S V 47-660 | Vestas.V47.660
570715000000018640 | 2000-08-28 | 660 | 47 | 50 | Vestas Wind Systems A/S | V 47-660 | 779 | Skive | LAND | Sdr. Thise By, Thise | 45a | 506298.32 | 6284702.28 | SDFE2018 | 2050334 | Vestas Wind Systems A/S V 47-660 | Vestas.V47.660
570715000000083686 | 2000-10-18 | 660 | 42 | 45 | Vestas Wind Systems A/S | V 47-660 | 779 | Skive | LAND | Grønning | 7a | 504367.59 | 6278266.49 | SDFE2018 | 2050249 | Vestas Wind Systems A/S V 47-660 | Vestas.V47.660
570714700000000140 | 2000-05-18 | 660 | 47 | 40 | Vestas Wind Systems A/S | V 47 | 167 | Hvidovre | LAND | Avedøre | 0 | 719969.48 | 6167336.84 | SDFE2018 | 19-29773 | Vestas Wind Systems A/S V 47 | Vestas.V47.660
570714700000000157 | 2000-05-18 | 660 | 47 | 40 | Vestas Wind Systems A/S | V 47 | 167 | Hvidovre | LAND | Avedøre | 0 | 720030.96 | 6167484.4 | SDFE2018 | 19-29775 | Vestas Wind Systems A/S V 47 | Vestas.V47.660
570714700000004384 | 2000-05-18 | 660 | 47 | 40 | Vestas Wind Systems A/S | V 47 | 167 | Hvidovre | LAND | Avedøre | 0 | 720092.64 | 6167632.03 | SDFE2018 | 19-29777 | Vestas Wind Systems A/S V 47 | Vestas.V47.660
570714700000000317 | 2001-05-14 | 660 | 47 | 40 | Vestas Wind Systems A/S | V 47 | 219 | Hillerød | LAND | Nr. Herlev | 12a | 704169.61 | 6199822.89 | SDFE2018 | 62-8398 | Vestas Wind Systems A/S V 47 | Vestas.V47.660
570714700000000324 | 2001-05-14 | 660 | 47 | 40 | Vestas Wind Systems A/S | V 47 | 219 | Hillerød | LAND | Nr. Herlev | 12a | 704220.19 | 6199963.04 | SDFE2018 | 62-8400 | Vestas Wind Systems A/S V 47 | Vestas.V47.660
570714700000000331 | 2001-05-14 | 660 | 47 | 40 | Vestas Wind Systems A/S | V 47 | 219 | Hillerød | LAND | Nr. Herlev | 12a | 704270.05 | 6200105.68 | SDFE2018 | 62-8402 | Vestas Wind Systems A/S V 47 | Vestas.V47.660
570714700000000348 | 2000-12-20 | 660 | 47 | 44 | Vestas Wind Systems A/S | V 47 | 219 | Hillerød | LAND | Borup By, Gørløse Sogn | 2r | 699582.82 | 6199489.24 | SDFE2018 | 65-8448 | Vestas Wind Systems A/S V 47 | Vestas.V47.660
570714700000000355 | 2000-12-22 | 660 | 47 | 44 | Vestas Wind Systems A/S | V 47 | 219 | Hillerød | LAND | Borup By, Gørløse Sogn | 2s | 699609.04 | 6199331.41 | SDFE2018 | 65-8450 | Vestas Wind Systems A/S V 47 | Vestas.V47.660
570714700000000362 | 2000-12-20 | 660 | 47 | 44 | Vestas Wind Systems A/S | V 47 | 219 | Hillerød | LAND | Borup By, Gørløse Sogn | 2t | 699635.27 | 6199173.67 | SDFE2018 | 65-8452 | Vestas Wind Systems A/S V 47 | Vestas.V47.660
570715000000006104 | 2000-06-15 | 660 | 47 | 50 | Vestas Wind Systems A/S | V 47-660 | 787 | Thisted | LAND | Skinnerup By og Sogn | 3b | 481470.92 | 6316411.15 | SDFE2018 | 42900100 | Vestas Wind Systems A/S V 47-660 | Vestas.V47.660
570714700000004605 | 1999-08-10 | 660 | 47 | 45 | Vestas Wind Systems A/S | V 47 | 265 | Roskilde | LAND | Veddelev | 10a | 697337.7 | 6174352.35 | SDFE2018 | 37-11490 | Vestas Wind Systems A/S V 47 | Vestas.V47.660
570714700000013096 | 2000-07-07 | 660 | 47 | 45 | Vestas Wind Systems A/S | V 47-660 | 306 | Odsherred | LAND | Sejstrup By, Vig | 2a | 665261.23 | 6191713.17 | SDFE2018 | 40134170 | Vestas Wind Systems A/S V 47-660 | Vestas.V47.660
570714700000013102 | 2000-08-09 | 660 | 47 | 45 | Vestas Wind Systems A/S | V 47-660 | 306 | Odsherred | LAND | Sidinge By, Vig | 6a | 665433.06 | 6191763.05 | SDFE2018 | 40134177 | Vestas Wind Systems A/S V 47-660 | Vestas.V47.660
570714700000013119 | 2000-07-07 | 660 | 47 | 45 | Vestas Wind Systems A/S | V 47-660 | 306 | Odsherred | LAND | Sejstrup By, Vig | 6a | 665608.16 | 6191814.81 | SDFE2018 | 40134184 | Vestas Wind Systems A/S V 47-660 | Vestas.V47.660
570715000000014161 | 2000-08-28 | 660 | 47 | 50 | Vestas Wind Systems A/S | V 47-660 | 791 | Viborg | LAND | Vinkel By | 18e | 532985.32 | 6252177.33 | SDFE2018 | 3153882 | Vestas Wind Systems A/S V 47-660 | Vestas.V47.660
570715000000014178 | 2000-08-28 | 660 | 47 | 50 | Vestas Wind Systems A/S | V 47-660 | 791 | Viborg | LAND | Vinkel By | 1d | 532835.74 | 6252311.55 | SDFE2018 | 3153883 | Vestas Wind Systems A/S V 47-660 | Vestas.V47.660
570715000000014185 | 2000-08-28 | 660 | 47 | 50 | Vestas Wind Systems A/S | V 47-660 | 791 | Viborg | LAND | Vinkel By | 2b | 532680.36 | 6252451.57 | SDFE2018 | 3153884 | Vestas Wind Systems A/S V 47-660 | Vestas.V47.660
570715000000014192 | 2000-09-18 | 660 | 47 | 50 | Vestas Wind Systems A/S | V 47-660 | 791 | Viborg | LAND | Vinkel By | 4d | 532527.45 | 6252588.03 | SDFE2018 | 3153885 | Vestas Wind Systems A/S V 47-660 | Vestas.V47.660
570715000000018237 | 1998-03-18 | 660 | 47 | 50 | Vestas Wind Systems A/S | V 47-660 | 791 | Viborg | LAND | Vridsted | 8f,3f | 501362.61 | 6252992.97 | SDFE2018 | 2050290 | Vestas Wind Systems A/S V 47-660 | Vestas.V47.660
570715000000018244 | 1998-03-18 | 660 | 47 | 50 | Vestas Wind Systems A/S | V 47-660 | 791 | Viborg | LAND | Vridsted | 8f,3f | 501196.93 | 6253650.96 | SDFE2018 | 2050291 | Vestas Wind Systems A/S V 47-660 | Vestas.V47.660
570715000000013461 | 1998-12-28 | 660 | 47 | 45 | Vestas Wind Systems A/S | V 47-660 | 813 | Frederikshavn | LAND | Grønhede, Volstrup | 2h | 589171.81 | 6351796.03 | SDFE2018 | 75000-01 | Vestas Wind Systems A/S V 47-660 | Vestas.V47.660
570715000000013478 | 1998-12-28 | 660 | 47 | 45 | Vestas Wind Systems A/S | V 47-660 | 813 | Frederikshavn | LAND | Grønhede, Volstrup | 2a | 588924.32 | 6351964.01 | SDFE2018 | 75000-01 | Vestas Wind Systems A/S V 47-660 | Vestas.V47.660
570715000000013485 | 1999-12-05 | 660 | 47 | 45 | Vestas Wind Systems A/S | V 47-660 | 813 | Frederikshavn | LAND | Grønhede, Volstrup | 2a | 588676.2 | 6352133.54 | SDFE2018 | 75000-01 | Vestas Wind Systems A/S V 47-660 | Vestas.V47.660
570715000000057359 | 2002-09-24 | 660 | 47 | 45 | Vestas Wind Systems A/S | V 47-660 | 813 | Frederikshavn | LAND | Grønheden, Volstrup | 19 | 589178.18 | 6352086.33 | SDFE2018 | 75010-01 | Vestas Wind Systems A/S V 47-660 | Vestas.V47.660
570715000000057366 | 2002-09-24 | 660 | 47 | 45 | Vestas Wind Systems A/S | V 47-660 | 813 | Frederikshavn | LAND | Grønheden, Volstrup | 19 | 588930.45 | 6352257.1 | SDFE2018 | 75010-02 | Vestas Wind Systems A/S V 47-660 | Vestas.V47.660
570715000000057373 | 2002-09-24 | 660 | 47 | 45 | Vestas Wind Systems A/S | V 47-660 | 813 | Frederikshavn | LAND | Grønheden, Volstrup | 19 | 588683.63 | 6352427.75 | SDFE2018 | 75010-03 | Vestas Wind Systems A/S V 47-660 | Vestas.V47.660
570715000000010255 | 1998-11-26 | 660 | 47 | 50 | Vestas Wind Systems A/S | V 47-660 | 820 | Vesthimmerlands | LAND | Ullits by | 11o | 518933.05 | 6286940.15 | SDFE2018 | 398 | Vestas Wind Systems A/S V 47-660 | Vestas.V47.660
570715000000010262 | 1998-11-19 | 660 | 47 | 50 | Vestas Wind Systems A/S | V 47-660 | 820 | Vesthimmerlands | LAND | Ullits by | 6a | 518933.11 | 6286715.73 | SDFE2018 | 399 | Vestas Wind Systems A/S V 47-660 | Vestas.V47.660
570715000000010279 | 1998-11-19 | 660 | 47 | 50 | Vestas Wind Systems A/S | V 47-660 | 820 | Vesthimmerlands | LAND | Ullits by | 6a | 518932.66 | 6286490.81 | SDFE2018 | 400 | Vestas Wind Systems A/S V 47-660 | Vestas.V47.660
570715000000010569 | 2000-10-20 | 660 | 47 | 50 | Vestas Wind Systems A/S | V 47-660 | 820 | Vesthimmerlands | LAND | Glerup by | 2r | 524460.95 | 6282233.73 | SDFE2018 | 429 | Vestas Wind Systems A/S V 47-660 | Vestas.V47.660
570715000000010576 | 2000-10-20 | 660 | 47 | 50 | Vestas Wind Systems A/S | V 47-660 | 820 | Vesthimmerlands | LAND | Glerup by | 2ac | 524247.84 | 6282363.29 | SDFE2018 | 430 | Vestas Wind Systems A/S V 47-660 | Vestas.V47.660
570715000000010583 | 2000-10-20 | 660 | 47 | 50 | Vestas Wind Systems A/S | V 47-660 | 820 | Vesthimmerlands | LAND | Glerup by | 2p | 524034.15 | 6282493.87 | SDFE2018 | 431 | Vestas Wind Systems A/S V 47-660 | Vestas.V47.660
570715000000010590 | 2000-10-20 | 660 | 47 | 50 | Vestas Wind Systems A/S | V 47-660 | 820 | Vesthimmerlands | LAND | Glerup by | 1b | 523820.37 | 6282624.65 | SDFE2018 | 432 | Vestas Wind Systems A/S V 47-660 | Vestas.V47.660
570715000000057267 | 2002-12-01 | 660 | 47 | 45 | Vestas Wind Systems A/S | V 47-660 | 820 | Vesthimmerlands | LAND | Ø.ørbæk.by | 2m | 517973.83 | 6312574.01 | SDFE2018 | 044-464 | Vestas Wind Systems A/S V 47-660 | Vestas.V47.660
570715000000057274 | 2002-11-05 | 660 | 47 | 45 | Vestas Wind Systems A/S | V 47-660 | 820 | Vesthimmerlands | LAND | Ø.ørbæk.by | 2m | 517994.19 | 6312403.86 | SDFE2018 | 044-465 | Vestas Wind Systems A/S V 47-660 | Vestas.V47.660
570715000000057281 | 2002-12-14 | 660 | 47 | 45 | Vestas Wind Systems A/S | V 47-660 | 820 | Vesthimmerlands | LAND | Vilsted by | 20d | 518159.45 | 6306121.72 | SDFE2018 | 044-466 | Vestas Wind Systems A/S V 47-660 | Vestas.V47.660
570715000000057298 | 2002-12-17 | 660 | 47 | 45 | Vestas Wind Systems A/S | V 47-660 | 820 | Vesthimmerlands | LAND | Vilsted by | 20d | 518158 | 6305939.13 | SDFE2018 | 044-467 | Vestas Wind Systems A/S V 47-660 | Vestas.V47.660
570715000000020674 | 2000-07-03 | 660 | 47 | 45 | Vestas Wind Systems A/S | V 47-660 | 846 | Mariagerfjord | LAND | Handest by, Glenstrup | 11a | 549501.36 | 6269757.25 | SDFE2018 | 95149 | Vestas Wind Systems A/S V 47-660 | Vestas.V47.660
570715000000020681 | 2000-07-03 | 660 | 47 | 45 | Vestas Wind Systems A/S | V 47-660 | 846 | Mariagerfjord | LAND | Handest by, Glenstrup | 11a | 549296.65 | 6269734.03 | SDFE2018 | 95150 | Vestas Wind Systems A/S V 47-660 | Vestas.V47.660
570715000000020698 | 2000-07-03 | 660 | 47 | 65 | Vestas Wind Systems A/S | V 47-660 | 846 | Mariagerfjord | LAND | Handest by, Glenstrup | 10a | 549091.31 | 6269710.21 | SDFE2018 | 95151 | Vestas Wind Systems A/S V 47-660 | Vestas.V47.660
570715000000020704 | 2000-07-03 | 660 | 47 | 45 | Vestas Wind Systems A/S | V 47-660 | 846 | Mariagerfjord | LAND | Handest by, Glenstrup | 10a | 548888.31 | 6269686.68 | SDFE2018 | 95152 | Vestas Wind Systems A/S V 47-660 | Vestas.V47.660
570715000000001062 | 1999-03-19 | 660 | 47 | 43.7 | Vestas Wind Systems A/S | V 47-660 | 849 | Jammerbugt | LAND | Røgild by Brovst | 2a | 539970.26 | 6331233.46 | SDFE2018 | 4912/88077 | Vestas Wind Systems A/S V 47-660 | Vestas.V47.660
570715000000002069 | 2000-07-07 | 660 | 47 | 45 | Vestas Wind Systems A/S | V 47-660 | 860 | Hjørring | LAND | Fuglsig Hgd., Hjørring Jorder | 10a | 562900.33 | 6365585.51 | SDFE2018 | 0107-1594 | Vestas Wind Systems A/S V 47-660 | Vestas.V47.660
570715000000002076 | 2000-07-07 | 660 | 47 | 45 | Vestas Wind Systems A/S | V 47-660 | 860 | Hjørring | LAND | Fuglsig Hgd., Hjørring Jorder | 10b | 563113.89 | 6365715.76 | SDFE2018 | 0107-1596 | Vestas Wind Systems A/S V 47-660 | Vestas.V47.660
570715000000002083 | 1998-12-30 | 660 | 47 | 45 | Vestas Wind Systems A/S | V 47-660 | 860 | Hjørring | LAND | Den vestlige Del, Ugilt | 2a | 564277.7 | 6365861.92 | SDFE2018 | 0107-2554 | Vestas Wind Systems A/S V 47-660 | Vestas.V47.660
570715000000002090 | 1999-01-21 | 660 | 47 | 45 | Vestas Wind Systems A/S | V 47-660 | 860 | Hjørring | LAND | Den vestlige Del, Ugilt | 2aø | 564466.3 | 6365977.73 | SDFE2018 | 0107-2555 | Vestas Wind Systems A/S V 47-660 | Vestas.V47.660
570715000000002106 | 1999-01-21 | 660 | 47 | 45 | Vestas Wind Systems A/S | V 47-660 | 860 | Hjørring | LAND | Den vestlige Del, Ugilt | 2aæ | 564655.41 | 6366090.23 | SDFE2018 | 0107-2556 | Vestas Wind Systems A/S V 47-660 | Vestas.V47.660
570715000000002205 | 2000-10-17 | 660 | 47 | 45 | Vestas Wind Systems A/S | V 47-660 | 860 | Hjørring | LAND | Den nordlige Del, Mygdal | 25b | 568341.19 | 6377776.99 | SDFE2018 | 0202-1200 | Vestas Wind Systems A/S V 47-660 | Vestas.V47.660
570715000000002212 | 2000-03-20 | 660 | 47 | 45 | Vestas Wind Systems A/S | V 47-660 | 860 | Hjørring | LAND | Den nordlige Del, Mygdal | 25d | 568209.98 | 6377971.42 | SDFE2018 | 0202-1202 | Vestas Wind Systems A/S V 47-660 | Vestas.V47.660
570715000000002229 | 2000-03-20 | 660 | 47 | 45 | Vestas Wind Systems A/S | V 47-660 | 860 | Hjørring | LAND | Den nordlige Del, Mygdal | 25d | 568077.9 | 6378165.78 | SDFE2018 | 0202-1204 | Vestas Wind Systems A/S V 47-660 | Vestas.V47.660
570715000000002236 | 2000-03-20 | 660 | 47 | 45 | Vestas Wind Systems A/S | V 47-660 | 860 | Hjørring | LAND | Den nordlige Del, Mygdal | 24b | 568137.54 | 6377660.05 | SDFE2018 | 0202-1206 | Vestas Wind Systems A/S V 47-660 | Vestas.V47.660
570715000000002243 | 2000-03-15 | 660 | 47 | 45 | Vestas Wind Systems A/S | V 47-660 | 860 | Hjørring | LAND | Den nordlige Del, Mygdal | 21a | 568005.16 | 6377854.64 | SDFE2018 | 0202-1208 | Vestas Wind Systems A/S V 47-660 | Vestas.V47.660
570715000000002250 | 2000-03-15 | 660 | 47 | 45 | Vestas Wind Systems A/S | V 47-660 | 860 | Hjørring | LAND | Den nordlige Del, Mygdal | 33f | 567873.22 | 6378049.32 | SDFE2018 | 0202-1210 | Vestas Wind Systems A/S V 47-660 | Vestas.V47.660
570715000000002724 | 1999-07-07 | 660 | 47 | 45 | Vestas Wind Systems A/S | V 47-660 | 860 | Hjørring | LAND | Høgholt Hgd., Hørmested | 1a | 573045.17 | 6368942.08 | SDFE2018 | 0506-0000 | Vestas Wind Systems A/S V 47-660 | Vestas.V47.660
570715000000002731 | 1998-08-21 | 660 | 47 | 45 | Vestas Wind Systems A/S | V 47-660 | 860 | Hjørring | LAND | Høgholt Hgd., Hørmested | 1a | 572998.72 | 6368747.21 | SDFE2018 | 0506-0002 | Vestas Wind Systems A/S V 47-660 | Vestas.V47.660
570715000000002748 | 1998-08-21 | 660 | 47 | 45 | Vestas Wind Systems A/S | V 47-660 | 860 | Hjørring | LAND | Høgholt Hgd., Hørmested | 1a | 572950.83 | 6368553.55 | SDFE2018 | 0506-0004 | Vestas Wind Systems A/S V 47-660 | Vestas.V47.660
570715000000002755 | 1998-10-02 | 660 | 47 | 45 | Vestas Wind Systems A/S | V 47-660 | 860 | Hjørring | LAND | Høgholt Hgd., Hørmested | 1a | 572903.25 | 6368359.24 | SDFE2018 | 0506-0006 | Vestas Wind Systems A/S V 47-660 | Vestas.V47.660
570715000000002762 | 1999-07-07 | 660 | 47 | 45 | Vestas Wind Systems A/S | V 47-660 | 860 | Hjørring | LAND | Høgholt Hgd., Hørmested | 1ao | 572856.06 | 6368165.28 | SDFE2018 | 0506-0008 | Vestas Wind Systems A/S V 47-660 | Vestas.V47.660
570715000000003158 | 1999-06-10 | 660 | 47 | 45 | Vestas Wind Systems A/S | V 47-660 | 860 | Hjørring | LAND | Lendum By, Lendum | 52a | 575329.04 | 6361225.13 | SDFE2018 | 1004-0183 | Vestas Wind Systems A/S V 47-660 | Vestas.V47.660
570715000000003165 | 1999-06-10 | 660 | 47 | 45 | Vestas Wind Systems A/S | V 47-660 | 860 | Hjørring | LAND | Lendum By, Lendum | 55a | 575542.46 | 6361415.7 | SDFE2018 | 1004-0184 | Vestas Wind Systems A/S V 47-660 | Vestas.V47.660
570715000000003172 | 1999-06-10 | 660 | 47 | 45 | Vestas Wind Systems A/S | V 47-660 | 860 | Hjørring | LAND | Lendum By, Lendum | 55a | 575756.08 | 6361604.25 | SDFE2018 | 1004-0185 | Vestas Wind Systems A/S V 47-660 | Vestas.V47.660
570715000000003189 | 1999-07-01 | 660 | 47 | 45 | Vestas Wind Systems A/S | V 47-660 | 860 | Hjørring | LAND | Lendum By, Lendum | 44a | 575968.22 | 6361792.68 | SDFE2018 | 1004-0186 | Vestas Wind Systems A/S V 47-660 | Vestas.V47.660
570715000000003196 | 1999-07-01 | 660 | 47 | 45 | Vestas Wind Systems A/S | V 47-660 | 860 | Hjørring | LAND | Lendum By, Lendum | 44a | 576180.46 | 6361981.74 | SDFE2018 | 1004-0187 | Vestas Wind Systems A/S V 47-660 | Vestas.V47.660
570715000000003615 | 1998-04-02 | 660 | 47 | 45 | Vestas Wind Systems A/S | V 47-660 | 860 | Hjørring | LAND | Tårs By, Tårs | 111b | 565806.58 | 6362526.77 | SDFE2018 | 1202-3010 | Vestas Wind Systems A/S V 47-660 | Vestas.V47.660
570715000000003622 | 1998-05-12 | 660 | 47 | 45 | Vestas Wind Systems A/S | V 47-660 | 860 | Hjørring | LAND | Tårs By, Tårs | 111a | 565986.7 | 6362438.52 | SDFE2018 | 1202-3020 | Vestas Wind Systems A/S V 47-660 | Vestas.V47.660
570715000000003639 | 1998-03-30 | 660 | 47 | 45 | Vestas Wind Systems A/S | V 47-660 | 860 | Hjørring | LAND | Tårs By, Tårs | 40i | 566166.24 | 6362350.28 | SDFE2018 | 1202-3030 | Vestas Wind Systems A/S V 47-660 | Vestas.V47.660
570715000000003646 | 1998-03-20 | 660 | 47 | 45 | Vestas Wind Systems A/S | V 47-660 | 860 | Hjørring | LAND | Tårs By, Tårs | 2di | 566345.54 | 6362262.92 | SDFE2018 | 1202-3040 | Vestas Wind Systems A/S V 47-660 | Vestas.V47.660
570715000000003653 | 1998-03-20 | 660 | 47 | 45 | Vestas Wind Systems A/S | V 47-660 | 860 | Hjørring | LAND | Tårs By, Tårs | 39n | 566525.59 | 6362174.73 | SDFE2018 | 1202-3050 | Vestas Wind Systems A/S V 47-660 | Vestas.V47.660
570715000000003660 | 1998-04-01 | 660 | 47 | 45 | Vestas Wind Systems A/S | V 47-660 | 860 | Hjørring | LAND | Tårs By, Tårs | 112b | 565821.16 | 6362327.51 | SDFE2018 | 1202-3060 | Vestas Wind Systems A/S V 47-660 | Vestas.V47.660
570715000000003677 | 1998-04-08 | 660 | 47 | 45 | Vestas Wind Systems A/S | V 47-660 | 860 | Hjørring | LAND | Tårs By, Tårs | 113b | 566000.13 | 6362239.13 | SDFE2018 | 1202-3070 | Vestas Wind Systems A/S V 47-660 | Vestas.V47.660
570715000000003684 | 1998-04-06 | 660 | 47 | 45 | Vestas Wind Systems A/S | V 47-660 | 860 | Hjørring | LAND | Tårs By, Tårs | 40k | 566179.64 | 6362151.11 | SDFE2018 | 1202-3080 | Vestas Wind Systems A/S V 47-660 | Vestas.V47.660
570715000000003691 | 1998-04-02 | 660 | 47 | 45 | Vestas Wind Systems A/S | V 47-660 | 860 | Hjørring | LAND | Tårs By, Tårs | 39o | 566359.58 | 6362062.92 | SDFE2018 | 1202-3090 | Vestas Wind Systems A/S V 47-660 | Vestas.V47.660
570715000000003707 | 1998-09-28 | 660 | 47 | 45 | Vestas Wind Systems A/S | V 47-660 | 860 | Hjørring | LAND | Tårs By, Tårs | 39p | 566538.71 | 6361975.17 | SDFE2018 | 1202-3100 | Vestas Wind Systems A/S V 47-660 | Vestas.V47.660
570715000000003714 | 1999-11-19 | 660 | 47 | 45 | Vestas Wind Systems A/S | V 47-660 | 860 | Hjørring | LAND | Lindholt, Tårs | 1a | 570570.13 | 6358178.36 | SDFE2018 | 1205-0000 | Vestas Wind Systems A/S V 47-660 | Vestas.V47.660
570715000000003721 | 1999-11-24 | 660 | 47 | 45 | Vestas Wind Systems A/S | V 47-660 | 860 | Hjørring | LAND | Lindholt, Tårs | 1a | 570837.51 | 6358107.16 | SDFE2018 | 1205-0002 | Vestas Wind Systems A/S V 47-660 | Vestas.V47.660
570715000000003738 | 1999-11-19 | 660 | 47 | 45 | Vestas Wind Systems A/S | V 47-660 | 860 | Hjørring | LAND | Lindholt, Tårs | 1a | 570642.2 | 6357911.21 | SDFE2018 | 1205-0004 | Vestas Wind Systems A/S V 47-660 | Vestas.V47.660
570715000000003745 | 1999-11-24 | 660 | 47 | 45 | Vestas Wind Systems A/S | V 47-660 | 860 | Hjørring | LAND | Lindholt, Tårs | 1b | 570909.83 | 6357840.56 | SDFE2018 | 1205-0006 | Vestas Wind Systems A/S V 47-660 | Vestas.V47.660
570715000000003752 | 1999-11-24 | 660 | 47 | 45 | Vestas Wind Systems A/S | V 47-660 | 860 | Hjørring | LAND | Ronten, Tårs | 1 | 570714.52 | 6357643.89 | SDFE2018 | 1205-0008 | Vestas Wind Systems A/S V 47-660 | Vestas.V47.660
570715000000003769 | 1999-11-19 | 660 | 47 | 45 | Vestas Wind Systems A/S | V 47-660 | 860 | Hjørring | LAND | Ronten, Tårs | 1 | 570982.76 | 6357573.75 | SDFE2018 | 1205-0010 | Vestas Wind Systems A/S V 47-660 | Vestas.V47.660
570714700000003325 | 1999-10-14 | 600 | 44 | 35 | BONUS | 600 - MK lll C | 316 | Holbæk | LAND | Sandby By, Kundby | 15d | 658115.31 | 6179003.61 | SDFE2018 | 040-00921 | BONUS 600 - MK lll C | Bonus.B44.600
570714700000003332 | 1999-10-14 | 600 | 44 | 35 | BONUS | 600 - MK lll C | 316 | Holbæk | LAND | Sandby By, Kundby | 15e | 658262.76 | 6178883.07 | SDFE2018 | 040-00921 | BONUS 600 - MK lll C | Bonus.B44.600
570714700000012525 | 1999-09-21 | 600 | 44 | 35 | BONUS | 600 - MK lll C | 316 | Holbæk | LAND | Sandby By, Kundby | 15c | 657967.7 | 6179119.77 | SDFE2018 | 40032527 | BONUS 600 - MK lll C | Bonus.B44.600
570714700000002786 | 1998-06-01 | 600 | 44 | 45 | Vestas Wind Systems A/S | V 44 | 320 | Faxe | LAND | Uoplyst | 22c | 683343.71 | 6136725.93 | SDFE2018 | 191111 | Vestas Wind Systems A/S V 44 | Vestas.V44.600
570714700000010903 | 1997-11-17 | 600 | 44 | 35 | BONUS | 600 - MK lll | 320 | Faxe | LAND | Jyderup By, Fakse | 1a | 695424.05 | 6125388.83 | SDFE2018 | 190259 | BONUS 600 - MK lll | Bonus.B44.600
570714700000011252 | 1998-04-28 | 600 | 44 | 45 | Vestas Wind Systems A/S | V 44-600 | 320 | Faxe | LAND | Øde Førslev, Haslev By | 22d,11b | 683437.92 | 6136561.19 | SDFE2018 | 191070 | Vestas Wind Systems A/S V 44-600 | Vestas.V44.600
570714700000011269 | 1998-04-28 | 600 | 44 | 40 | Vestas Wind Systems A/S | V 44-600 | 320 | Faxe | LAND | Øde Førslev | 22b1 | 683247.89 | 6136890.15 | SDFE2018 | 191069 | Vestas Wind Systems A/S V 44-600 | Vestas.V44.600
570714700000011849 | 1998-11-27 | 600 | 43 | 44.5 | Ukendt | Ukendt | 320 | Faxe | LAND | Teestrup By, Teestrup | 13a | 683532.25 | 6136396.56 | SDFE2018 | 192152 | Ukendt Ukendt | 0
570714700000011856 | 1998-11-27 | 600 | 43 | 44.5 | Ukendt | Ukendt | 320 | Faxe | LAND | Teestrup By, Teestrup | 14a | 683627.48 | 6136231.61 | SDFE2018 | 192153 | Ukendt Ukendt | 0
570714700000011863 | 1998-11-27 | 600 | 43 | 44.5 | Ukendt | Ukendt | 320 | Faxe | LAND | Teestrup By, Teestrup | 12a | 683721.54 | 6136067.15 | SDFE2018 | 192154 | Ukendt Ukendt | 0
570714700000001079 | 1996-01-23 | 600 | 41 | 35 | BONUS | 600 - MK l | 326 | Kalundborg | LAND | Tjørnelunde By, Finderup | 4a | 647543.35 | 6153632.45 | SDFE2018 | 60421127 | BONUS 600 - MK l | Bonus.B44.600
570714700000001086 | 1996-01-23 | 600 | 41 | 35 | BONUS | 600 - MK l | 326 | Kalundborg | LAND | Tjørnelunde By, Finderup | 4a | 647547.71 | 6153523.16 | SDFE2018 | 60421127 | BONUS 600 - MK l | Bonus.B44.600
570714700000001093 | 1996-01-23 | 600 | 41 | 35 | BONUS | 600 - MK l | 326 | Kalundborg | LAND | Tjørnelunde By, Finderup | 4a | 647552.34 | 6153412.61 | SDFE2018 | 60421127 | BONUS 600 - MK l | Bonus.B44.600
570714700000003134 | 1999-04-21 | 600 | 43 | 44.5 | Ukendt | Ukendt | 326 | Kalundborg | LAND | Særslev By, Særslev | 13e | 649549.18 | 6178558.6 | SDFE2018 | 070-00757 | Ukendt Ukendt | 0
570714700000003141 | 1999-04-21 | 600 | 43 | 44.5 | Ukendt | Ukendt | 326 | Kalundborg | LAND | Særslev By, Særslev | 13d | 649560.68 | 6178423.65 | SDFE2018 | 070-00758 | Ukendt Ukendt | 0
570714700000003158 | 1999-04-21 | 600 | 43 | 44.5 | Ukendt | Ukendt | 326 | Kalundborg | LAND | Særslev By, Særslev | 13c | 649572.56 | 6178289.47 | SDFE2018 | 070-00758 | Ukendt Ukendt | 0
570714700000005343 | 1997-05-27 | 600 | 44 | 40 | NEG Micon | NM 1500-600 | 326 | Kalundborg | LAND | Kulby By, Finderup | 8d | 647925.47 | 6155310.16 | SDFE2018 | 60145384 | NEG Micon NM 1500-600 | NEG.Micon.M1500.750
570714700000005367 | 1997-05-27 | 600 | 44 | 40 | NEG Micon | NM 1500-600 | 326 | Kalundborg | LAND | Kulby By, Finderup | 8b | 648072.19 | 6155031.88 | SDFE2018 | 60145407 | NEG Micon NM 1500-600 | NEG.Micon.M1500.750
570714700000005374 | 1997-05-27 | 600 | 44 | 40 | NEG Micon | NM 1500-600 | 326 | Kalundborg | LAND | Kulby By, Finderup | 8c | 647997.65 | 6155170.87 | SDFE2018 | 60145397 | NEG Micon NM 1500-600 | NEG.Micon.M1500.750
570714700000005435 | 1998-01-21 | 600 | 43 | 44.5 | Ukendt | Ukendt | 326 | Kalundborg | LAND | Særslev By, Særslev | 13a | 649537.46 | 6178692.8 | SDFE2018 | 40033742 | Ukendt Ukendt | 0
570714700000005442 | 1998-01-21 | 600 | 43 | 44.5 | Ukendt | Ukendt | 326 | Kalundborg | LAND | Særslev By, Særslev | 13a | 649584.24 | 6178156.95 | SDFE2018 | 40033751 | Ukendt Ukendt | 0
570714700000012396 | 1999-08-16 | 600 | 44 | 45 | BONUS | 600 - MK lll | 329 | Ringsted | LAND | Sigersted | 17a,18c | 671090.3 | 6145682.24 | SDFE2018 | 193715 | BONUS 600 - MK lll | Bonus.B44.600
570714700000012402 | 1999-08-16 | 600 | 44 | 45 | BONUS | 600 - MK lll | 329 | Ringsted | LAND | Sigersted | 17a18c | 670981.37 | 6145538.74 | SDFE2018 | 193714 | BONUS 600 - MK lll | Bonus.B44.600
570714700000012419 | 1999-08-16 | 600 | 44 | 45 | BONUS | 600 - MK lll | 329 | Ringsted | LAND | Sigersted By Og Sogn | 17a18c | 671198.61 | 6145825.75 | SDFE2018 | 193713 | BONUS 600 - MK lll | Bonus.B44.600
570714700000001024 | 1995-11-21 | 600 | 41 | 35 | Ukendt | Ukendt | 330 | Slagelse | LAND | Gudum By, Gudum | 5 | 651734.12 | 6146506.04 | SDFE2018 | 024-00071 | Ukendt Ukendt | 0
570714700000001031 | 1995-11-21 | 600 | 41 | 35 | Ukendt | Ukendt | 330 | Slagelse | LAND | Gudum By, Gudum | 5 | 651745.85 | 6146381.79 | SDFE2018 | 024-00071 | Ukendt Ukendt | 0
570714700000001048 | 1995-11-21 | 600 | 41 | 35 | Ukendt | Ukendt | 330 | Slagelse | LAND | Gudum By, Gudum | 5 | 651756.54 | 6146256.16 | SDFE2018 | 024-00071 | Ukendt Ukendt | 0
570714700000001055 | 1996-10-24 | 600 | 44 | 40 | BONUS | 600 - MK lll | 330 | Slagelse | LAND | Næsby Ved Skoven, Sorterup | 4a | 654078.57 | 6149636.95 | SDFE2018 | 60421145 | BONUS 600 - MK lll | Bonus.B44.600
570714700000001062 | 1996-10-24 | 600 | 44 | 40 | BONUS | 600 - MK lll | 330 | Slagelse | LAND | Næsby Ved Skoven, Sorterup | 4a | 654142.87 | 6149530.25 | SDFE2018 | 60421145 | BONUS 600 - MK lll | Bonus.B44.600
570714700000002489 | 1997-11-01 | 600 | 43 | 45 | Micon | M 1500 | 330 | Slagelse | LAND | Uoplyst | 17a | 655175.99 | 6131640.31 | SDFE2018 | 190258 | Micon M 1500 | NEG.Micon.M1500.500
570714700000002496 | 1997-11-01 | 600 | 43 | 45 | Micon | M 1500 | 330 | Slagelse | LAND | Uoplyst | 17a | 654975.16 | 6131643.28 | SDFE2018 | 190256 | Micon M 1500 | NEG.Micon.M1500.500
570714700000002502 | 1997-11-01 | 600 | 43 | 45 | Micon | M 1500 | 330 | Slagelse | LAND | Uoplyst | 17a | 655373.9 | 6131640 | SDFE2018 | 190257 | Micon M 1500 | NEG.Micon.M1500.500
570714700000002861 | 1998-05-01 | 600 | 42 | 35 | Wind World | W 600 | 330 | Slagelse | LAND | Uoplyst | 5k | 649060.89 | 6132004.04 | SDFE2018 | 192612 | Wind World W 600 | Wind.World.W3700
570714700000002878 | 1998-05-01 | 600 | 42 | 35 | Wind World | W 600 | 330 | Slagelse | LAND | Uoplyst | 5i | 649018.88 | 6132148.95 | SDFE2018 | 192612 | Wind World W 600 | Wind.World.W3700
570714700000005251 | 1996-05-07 | 600 | 43 | 46.4 | NEG Micon | NM 1500/600 | 330 | Slagelse | LAND | Kelstrup By, Kr. Stillinge | 3i | 641820.99 | 6144292.43 | SDFE2018 | 40070967 | NEG Micon NM 1500/600 | NEG.Micon.M1500.750
570714700000005268 | 1996-05-07 | 600 | 43 | 46.4 | NEG Micon | NM 1500/600 | 330 | Slagelse | LAND | Kelstrup By, Kr. Stillinge | 3k | 641949.53 | 6144251.36 | SDFE2018 | 40070975 | NEG Micon NM 1500/600 | NEG.Micon.M1500.750
570714700000005275 | 1996-05-07 | 600 | 43 | 46.4 | NEG Micon | NM 1500/600 | 330 | Slagelse | LAND | Øster Stillinge By, Kr. Stillinge | 15b | 642079.64 | 6144210.9 | SDFE2018 | 40070985 | NEG Micon NM 1500/600 | NEG.Micon.M1500.750
570714700000005312 | 1997-01-29 | 600 | 48 | 46 | NEG Micon | NM 1800-600 | 330 | Slagelse | LAND | Gudum By, Gudum | 2d | 649618.99 | 6146614.47 | SDFE2018 | 40030824 | NEG Micon NM 1800-600 | NEG.Micon.M1500.750
570714700000005329 | 1997-01-29 | 600 | 48 | 46 | NEG Micon | NM 1800-600 | 330 | Slagelse | LAND | Gudum By, Gudum | 2e | 649748.94 | 6146683.28 | SDFE2018 | 40030815 | NEG Micon NM 1800-600 | NEG.Micon.M1500.750
570714700000010835 | 1997-07-18 | 600 | 43 | 40 | Micon | M 1500-600/150 | 330 | Slagelse | LAND | Vemmeløse, Gimlinge | 17h | 654775.18 | 6131645.73 | SDFE2018 | 190199 | Micon M 1500-600/150 | NEG.Micon.M1500.500
570714700000010842 | 1997-07-18 | 600 | 43 | 45 | Micon | M 1500-600/150 | 330 | Slagelse | LAND | Vemmeløse by, Vemmeløse | 7f | 654575.98 | 6131648.76 | SDFE2018 | 190200 | Micon M 1500-600/150 | NEG.Micon.M1500.500
570714700000010859 | 1997-07-18 | 600 | 43 | 45 | Micon | M 1500-600/150 | 330 | Slagelse | LAND | Vemmeløse, Gimlinge | 7e | 654374.79 | 6131651.46 | SDFE2018 | 190201 | Micon M 1500-600/150 | NEG.Micon.M1500.500
570714700000012518 | 1999-10-05 | 600 | 44 | 40 | BONUS | 600 kW | 330 | Slagelse | LAND | Næsbyskov, Sorterup | 4a | 654207.23 | 6149423.62 | SDFE2018 | 40032381 | BONUS 600 kW | Bonus.B44.600
570714700000012891 | 2000-01-28 | 600 | 44 | 40 | BONUS | 600 kW | 330 | Slagelse | LAND | Tyvelse By, Sorterup | 5a | 653241.67 | 6147661.83 | SDFE2018 | 40032389 | BONUS 600 kW | Bonus.B44.600
570714700000013270 | 2000-06-21 | 600 | 44 | 40 | Vestas Wind Systems A/S | V 44-600 | 330 | Slagelse | LAND | Tårnholm Hgd, Vemmelev | 2a | 640792.06 | 6136125.89 | SDFE2018 | 40067447 | Vestas Wind Systems A/S V 44-600 | Vestas.V44.600
570714700000013287 | 2000-06-21 | 600 | 44 | 40 | Vestas Wind Systems A/S | V 44-600 | 330 | Slagelse | LAND | Ormeslev By, Vemmelev | 20b | 641022.41 | 6136170.74 | SDFE2018 | 40067457 | Vestas Wind Systems A/S V 44-600 | Vestas.V44.600
570714700000105883 | 2001-12-17 | 600 | 44 | 35 | BONUS | MK lV | 330 | Slagelse | LAND | Sørbylille By, Sludstrup | 5a | 653292.13 | 6137398.18 | SDFE2018 | 40107286 | BONUS MK lV | Bonus.B54.1000
570714700000002762 | 1998-02-01 | 600 | 48 | 46 | Micon | M 1800 | 336 | Stevns | LAND | Uoplyst | 6l | 702666.95 | 6137539.88 | SDFE2018 | SVV036 | Micon M 1800 | NEG.Micon.M1500.750
570714700000002779 | 1998-02-01 | 600 | 48 | 46 | Micon | M 1800 | 336 | Stevns | LAND | Uoplyst | 6l | 702679.3 | 6137390.26 | SDFE2018 | 190786 | Micon M 1800 | NEG.Micon.M1500.750
570714700000003219 | 1999-08-01 | 600 | 44 | 50 | BONUS | MK lll | 336 | Stevns | LAND | Uoplyst | 1d | 706240.77 | 6139728.2 | SDFE2018 | 193279 | BONUS MK lll | Bonus.B54.1000
570714700000010590 | 1997-03-20 | 600 | 44 | 40 | Vestas Wind Systems A/S | V 44-600 | 336 | Stevns | LAND | Strøby By Og Sogn | 32a | 708698.97 | 6143339.18 | SDFE2018 | 184699 | Vestas Wind Systems A/S V 44-600 | Vestas.V44.600
570714700000010989 | 1997-12-22 | 600 | 48 | 46 | Micon | M 1800-600/150 | 336 | Stevns | LAND | Lille Linde, Hårlev | 6n | 702691.16 | 6137239.31 | SDFE2018 | 190786 | Micon M 1800-600/150 | NEG.Micon.M1500.750
570714700000012372 | 1999-08-18 | 600 | 44 | 50 | BONUS | 600 - MK lll | 336 | Stevns | LAND | Ammerup, Haarlev | 3a | 706227.7 | 6139548.85 | SDFE2018 | 193277 | BONUS 600 - MK lll | Bonus.B44.600
570714700000012389 | 1999-08-18 | 600 | 44 | 50 | BONUS | 600 - MK lll C | 336 | Stevns | LAND | Ammerup, Haarlev | 1d | 706214.16 | 6139369.24 | SDFE2018 | 193278 | BONUS 600 - MK lll C | Bonus.B44.600
570714700000013232 | 2000-02-22 | 600 | 44 | 35 | BONUS | 600 - MK lll C | 336 | Stevns | LAND | Højerup | 12g | 717022.02 | 6131069.33 | SDFE2018 | 194534 | BONUS 600 - MK lll C | Bonus.B44.600
570714700000013249 | 2000-02-22 | 600 | 44 | 35 | BONUS | 600 - MK lll | 336 | Stevns | LAND | Højerup | 12c | 717056.92 | 6131266.52 | SDFE2018 | 194535 | BONUS 600 - MK lll | Bonus.B44.600
570714700000004735 | 1998-04-06 | 600 | 48 | 46 | Micon | M 600/150/48 | 350 | Lejre | LAND | Torkilstrup By, Kirke Såby | 1f | 682218.82 | 6169977.67 | SDFE2018 | 44-8014 | Micon M 600/150/48 | NEG.Micon.NM48.750
570714700000004742 | 1998-04-06 | 600 | 48 | 46 | Micon | M 600/150/48 | 350 | Lejre | LAND | Torkilstrup By, Kirke Såby | 1d | 682187.25 | 6169780.25 | SDFE2018 | 44-8016 | Micon M 600/150/48 | NEG.Micon.NM48.750
570714700000004759 | 1998-04-06 | 600 | 48 | 46 | Micon | M 600/150/48 | 350 | Lejre | LAND | Kirke Såby By, Kirke Såby | 57f | 682156.78 | 6169582.42 | SDFE2018 | 44-8018 | Micon M 600/150/48 | NEG.Micon.NM48.750
570714700000003998 | 1998-06-04 | 600 | 44 | 40 | BONUS | 600 - MK ll | 360 | Lolland | LAND | Bjernæs By, Olstrup | 6 | 659307.89 | 6058693.84 | SDFE2018 | 2061090 | BONUS 600 - MK ll | Bonus.B44.600
570714700000009969 | 1996-06-04 | 600 | 44 | 35 | BONUS | 600 - MK lV | 360 | Lolland | LAND | Øster Skovby, Græshave | 3a | 642140.74 | 6072737.02 | SDFE2018 | 183367 | BONUS 600 - MK lV | Bonus.B44.600
570714700000009976 | 1996-06-04 | 600 | 44 | 35 | BONUS | 600 - MK | 360 | Lolland | LAND | Øster Skovby, Græshave | 3a | 642083.87 | 6073132.99 | SDFE2018 | 183368 | BONUS 600 - MK | Bonus.B44.600
570714700000009983 | 1996-06-01 | 600 | 44 | 35 | BONUS | 600 - MK ll | 360 | Lolland | LAND | Øster Skovby, Græshave | 4a | 642338.74 | 6073429.04 | SDFE2018 | 183369 | BONUS 600 - MK ll | Bonus.B44.600
570714700000009990 | 1996-09-20 | 600 | 44 | 35 | BONUS | 600 - MK lll | 360 | Lolland | LAND | Dannemare By, Dannemare | 7a | 641650.7 | 6071196.49 | SDFE2018 | 183624 | BONUS 600 - MK lll | Bonus.B44.600
570714700000010002 | 1996-09-05 | 600 | 44 | 35 | BONUS | 600 - MK lll | 360 | Lolland | LAND | Dannemare | 103 | 641839.28 | 6066332.65 | SDFE2018 | 183666 | BONUS 600 - MK lll | Bonus.B44.600
570714700000010071 | 1996-09-20 | 600 | 44 | 35 | BONUS | 600 - MK lll C | 360 | Lolland | LAND | Bådesgård Hvgd, Græshave | 37b | 644562.32 | 6070631.71 | SDFE2018 | 183753 | BONUS 600 - MK lll C | Bonus.B44.600
570714700000010101 | 1996-10-18 | 600 | 42 | 35 | Vestas Wind Systems A/S | V 42-600 | 360 | Lolland | LAND | Skovbølle By, Købelev | 3a | 632114.88 | 6087860.96 | SDFE2018 | 183899 | Vestas Wind Systems A/S V 42-600 | Vestas.V42.600
570714700000010224 | 1997-02-05 | 600 | 44 | 35 | BONUS | 600 - MK lll | 360 | Lolland | LAND | Gloslunde, Hestehave | 80 | 642570.3 | 6067043.42 | SDFE2018 | 184149 | BONUS 600 - MK lll | Bonus.B44.600
570714700000010262 | 1996-11-25 | 600 | 44 | 35 | Vestas Wind Systems A/S | V 44-600 | 360 | Lolland | LAND | Ll.Kastager, Horslunde | 2a | 642310.17 | 6090408.75 | SDFE2018 | 184229 | Vestas Wind Systems A/S V 44-600 | Vestas.V44.600
570714700000010293 | 1996-12-23 | 600 | 44 | 35 | BONUS | 600 - MK lll | 360 | Lolland | LAND | Horslunde | 18a | 643323.45 | 6086870.26 | SDFE2018 | 184307 | BONUS 600 - MK lll | Bonus.B44.600
570714700000010309 | 1997-01-08 | 600 | 48 | 45 | Micon | M 1800-600/150 | 360 | Lolland | LAND | Hillested By Og Sogn | del 2af | 657482.3 | 6068630.1 | SDFE2018 | 184321 | Micon M 1800-600/150 | NEG.Micon.M1500.750
570714700000010316 | 1997-01-08 | 600 | 48 | 45 | Micon | M 1800-600/150 | 360 | Lolland | LAND | Hillested | 126f | 657595.54 | 6068465.14 | SDFE2018 | 184322 | Micon M 1800-600/150 | NEG.Micon.M1500.750
570714700000010323 | 1997-01-08 | 600 | 48 | 46.4 | Micon | M 1800-600/150 | 360 | Lolland | LAND | Hillested By Og Sogn | 126g | 657707.57 | 6068300.91 | SDFE2018 | 184323 | Micon M 1800-600/150 | NEG.Micon.M1500.750
570714700000010330 | 1997-01-08 | 600 | 48 | 46 | Micon | M 1800-600/150 | 360 | Lolland | LAND | Maribo Markjorder, Hillested | 19t | 657373.77 | 6068435.15 | SDFE2018 | 184324 | Micon M 1800-600/150 | NEG.Micon.M1500.750
570714700000010347 | 1997-01-08 | 600 | 48 | 46.4 | Micon | M 1800-600/150 | 360 | Lolland | LAND | Binnitse, Hillested | del 7af | 657487 | 6068270.1 | SDFE2018 | 184325 | Micon M 1800-600/150 | NEG.Micon.M1500.750
570714700000010354 | 1997-01-08 | 600 | 43 | 40 | Micon | M 1500-600/150 | 360 | Lolland | LAND | Hillested By Og Sogn | 11af126 | 657599.47 | 6068104.5 | SDFE2018 | 184326 | Micon M 1500-600/150 | NEG.Micon.M1500.500
570714700000010422 | 1996-12-19 | 600 | 44 | 45 | Vestas Wind Systems A/S | V 44-600 | 360 | Lolland | LAND | Utterslev | 10i | 642679.15 | 6092059.49 | SDFE2018 | 184558 | Vestas Wind Systems A/S V 44-600 | Vestas.V44.600
570714700000010477 | 1997-02-06 | 600 | 48 | 46 | Micon | M 1800-600/150 | 360 | Lolland | LAND | Hillested | 14a m.f | 657368.87 | 6068795.46 | SDFE2018 | 184676 | Micon M 1800-600/150 | NEG.Micon.M1500.750
570714700000010484 | 1997-02-06 | 600 | 40 | 46 | Micon | M 1800-600/150 | 360 | Lolland | LAND | Hillested | 15a | 657269.34 | 6068587.52 | SDFE2018 | 184677 | Micon M 1800-600/150 | NEG.Micon.M1500.750
570714700000010491 | 1997-03-07 | 600 | 48 | 40.3 | Micon | M 1800-600/150 | 360 | Lolland | LAND | Stokkemarke | 2af28a | 651906.64 | 6077886.3 | SDFE2018 | 184678 | Micon M 1800-600/150 | NEG.Micon.M1500.750
570714700000010507 | 1997-03-20 | 600 | 48 | 46 | Micon | M 1800-600/150 | 360 | Lolland | LAND | Stokkemarke | 28a | 651829.46 | 6078135.18 | SDFE2018 | 184679 | Micon M 1800-600/150 | NEG.Micon.M1500.750
570714700000010514 | 1997-03-20 | 600 | 48 | 46 | Micon | M 1800-600/150 | 360 | Lolland | LAND | Stokkemarke | 6d | 651983.54 | 6077637.77 | SDFE2018 | 184680 | Micon M 1800-600/150 | NEG.Micon.M1500.750
570714700000010521 | 1997-05-07 | 600 | 48 | 46 | Micon | M 1800-600/150 | 360 | Lolland | LAND | Pårup, Østofte | 4a | 656961.77 | 6076811.59 | SDFE2018 | 184681 | Micon M 1800-600/150 | NEG.Micon.M1500.750
570714700000010538 | 1997-05-07 | 600 | 48 | 46 | Micon | M 1800-600/150 | 360 | Lolland | LAND | Havløkke By, Østofte | 4a | 657103.02 | 6076949.96 | SDFE2018 | 184682 | Micon M 1800-600/150 | NEG.Micon.M1500.750
570714700000010545 | 1997-05-07 | 600 | 48 | 46 | Micon | M 1800-600/150 | 360 | Lolland | LAND | Pårup By, Østofte | 2af | 657243.92 | 6077088.28 | SDFE2018 | 184683 | Micon M 1800-600/150 | NEG.Micon.M1500.750
570714700000010552 | 1997-05-07 | 600 | 48 | 46 | Micon | M 1800-600/150 | 360 | Lolland | LAND | Pårup By, Østofte | 5ag | 657384.98 | 6077226.65 | SDFE2018 | 184684 | Micon M 1800-600/150 | NEG.Micon.M1500.750
570714700000010569 | 1997-05-07 | 600 | 48 | 48 | Micon | M 1800-600/150 | 360 | Lolland | LAND | Pårup By, Østofte | 7a | 657153.97 | 6076765.57 | SDFE2018 | 184685 | Micon M 1800-600/150 | NEG.Micon.M1500.750
570714700000010576 | 1997-05-07 | 600 | 43 | 46 | Micon | M 1800-600/150 | 360 | Lolland | LAND | Østofte | 4h | 657295.83 | 6076903.85 | SDFE2018 | 184686 | Micon M 1800-600/150 | NEG.Micon.M1500.750
570714700000010583 | 1997-05-07 | 600 | 48 | 45 | Micon | M 1800-600/150 | 360 | Lolland | LAND | Pårup By, Østofte | 5ah | 657436.43 | 6077042.07 | SDFE2018 | 184687 | Micon M 1800-600/150 | NEG.Micon.M1500.750
570714700000010705 | 1997-09-19 | 600 | 44 | 35 | BONUS | 600 - MK lV | 360 | Lolland | LAND | Roløkke By, Købelev | 2a | 637189.09 | 6086249.89 | SDFE2018 | 184945 | BONUS 600 - MK lV | Bonus.B44.600
570714700000010712 | 1997-09-15 | 600 | 44 | 35 | BONUS | 600 - MK lV | 360 | Lolland | LAND | Løjtofte By, Herredskirke | 6f | 637751.25 | 6084147.6 | SDFE2018 | 184946 | BONUS 600 - MK lV | Bonus.B44.600
570714700000010729 | 1997-09-16 | 600 | 44 | 35 | BONUS | 600 - MK lV | 360 | Lolland | LAND | Ll Købelevgaard,Købelev | 1a | 637494.22 | 6086518.79 | SDFE2018 | 184947 | BONUS 600 - MK lV | Bonus.B44.600
570714700000010736 | 1997-09-16 | 600 | 44 | 35 | BONUS | 600 - MK lV | 360 | Lolland | LAND | Vindeby By Og Sogn | 12b | 636825.49 | 6088901.76 | SDFE2018 | 184948 | BONUS 600 - MK lV | Bonus.B44.600
570714700000010743 | 1997-09-16 | 600 | 44 | 35 | BONUS | 600 - MK lV | 360 | Lolland | LAND | Vindeby | 13a | 636730.43 | 6089081.93 | SDFE2018 | 184949 | BONUS 600 - MK lV | Bonus.B44.600
570714700000010828 | 1997-09-15 | 600 | 44 | 35 | BONUS | 600 - MK lV | 360 | Lolland | LAND | Bjergby By, Herredskirke | 1c | 637412.73 | 6083917.47 | SDFE2018 | 190195 | BONUS 600 - MK lV | Bonus.B44.600
570714700000010941 | 1997-01-20 | 600 | 44 | 35 | Vestas Wind Systems A/S | V 44-600 | 360 | Lolland | LAND | Vindeby By Og Sogn | 32a | 637538.26 | 6090351.39 | SDFE2018 | 184226 | Vestas Wind Systems A/S V 44-600 | Vestas.V44.600
570714700000010996 | 1998-01-06 | 600 | 44 | 35 | BONUS | 600 - MK lll | 360 | Lolland | LAND | Skovbølle By, Købelev | 15a m.f | 633678.62 | 6087070.92 | SDFE2018 | 190453 | BONUS 600 - MK lll | Bonus.B44.600
570714700000011047 | 1998-01-21 | 600 | 44 | 45 | Vestas Wind Systems A/S | V 44-600 | 360 | Lolland | LAND | Skovbølle By, Købelev | 4b | 632606.99 | 6086512.31 | SDFE2018 | 190668 | Vestas Wind Systems A/S V 44-600 | Vestas.V44.600
570714700000011054 | 1998-01-29 | 600 | 44 | 45 | Vestas Wind Systems A/S | V 44-600 | 360 | Lolland | LAND | Købelev | 2a | 632683.76 | 6086674.73 | SDFE2018 | 190669 | Vestas Wind Systems A/S V 44-600 | Vestas.V44.600
570714700000011061 | 1998-01-21 | 600 | 44 | 45 | Vestas Wind Systems A/S | V 44-600 | 360 | Lolland | LAND | Højsmarke By, Købelev | 16c m.f | 632434.02 | 6086692.8 | SDFE2018 | 190670 | Vestas Wind Systems A/S V 44-600 | Vestas.V44.600
570714700000011078 | 1998-01-29 | 600 | 44 | 45 | Vestas Wind Systems A/S | V 44-600 | 360 | Lolland | LAND | Skovbølle By, Købelev | 2 | 632510.3 | 6086855.88 | SDFE2018 | 190671 | Vestas Wind Systems A/S V 44-600 | Vestas.V44.600
570714700000011085 | 1998-01-29 | 600 | 44 | 45 | Vestas Wind Systems A/S | V 44-600 | 360 | Lolland | LAND | Skovbølle By, Købelev | 2 | 632261.42 | 6086873.46 | SDFE2018 | 190672 | Vestas Wind Systems A/S V 44-600 | Vestas.V44.600
570714700000011115 | 1998-02-19 | 600 | 42 | 35 | BONUS | 150/30 kW | 360 | Lolland | LAND | Købelev | 10b | 633496.44 | 6085424.32 | SDFE2018 | 190690 | BONUS 150/30 kW | Bonus.B23.150
570714700000011122 | 1998-02-03 | 600 | 44 | 35 | Vestas Wind Systems A/S | V 44-600 | 360 | Lolland | LAND | Købelev | 13a | 634425.64 | 6085087.48 | SDFE2018 | 190710 | Vestas Wind Systems A/S V 44-600 | Vestas.V44.600
570714700000012679 | 2000-02-15 | 600 | 44 | 36 | BONUS | 600 - MK lV | 360 | Lolland | LAND | Tryghus, Arninge | 4a | 637080.94 | 6073708.78 | SDFE2018 | 194364 | BONUS 600 - MK lV | Bonus.B44.600
570714700000012761 | 2000-02-08 | 600 | 44 | 35 | BONUS | 600 - MK lV | 360 | Lolland | LAND | Dannemare | del 2af | 641764.12 | 6066695.81 | SDFE2018 | 194399 | BONUS 600 - MK lV | Bonus.B44.600
570714700000013645 | 2000-10-05 | 600 | 44 | 35 | Vestas Wind Systems A/S | V 44 | 360 | Lolland | LAND | Nybølle By, Horslunde | 14 | 642877.65 | 6092062.21 | SDFE2018 | 195306 | Vestas Wind Systems A/S V 44 | Vestas.V44.600
570714700000013652 | 2000-10-05 | 600 | 44 | 35 | Vestas Wind Systems A/S | V 44-600 | 360 | Lolland | LAND | Kastager By, Utterslev | 10h | 642484.01 | 6092057.56 | SDFE2018 | 195305 | Vestas Wind Systems A/S V 44-600 | Vestas.V44.600
570714700000014192 | 2001-07-01 | 600 | 44 | 35 | BONUS | 660 MK lV | 360 | Lolland | LAND | Højmark By, Sandby | 22 m.fl | 632282.01 | 6084365.06 | SDFE2018 | 196123 | BONUS 660 MK lV | Bonus.B44.600
570714700000010606 | 1997-02-12 | 600 | 43 | 42.7 | Micon | M 1500-600 | 370 | Næstved | LAND | Fyrendal | 11k | 661160.96 | 6124152.92 | SDFE2018 | 184707 | Micon M 1500-600 | NEG.Micon.M1500.500
570714700000010613 | 1997-02-12 | 600 | 43 | 42.7 | Micon | M 1500-600/150 | 370 | Næstved | LAND | Tornemark By, Fyrendal | 11l | 661261.63 | 6124032.7 | SDFE2018 | 184708 | Micon M 1500-600/150 | NEG.Micon.M1500.500
570714700000010620 | 1997-02-28 | 600 | 43 | 42.5 | Micon | M 1500-600/150 | 370 | Næstved | LAND | Tornemark By, Fyrendal | 11m | 661361.5 | 6123913.3 | SDFE2018 | 184709 | Micon M 1500-600/150 | NEG.Micon.M1500.500
570714700000010637 | 1997-02-07 | 600 | 43 | 44.5 | Ukendt | Ukendt | 370 | Næstved | LAND | Tornemark By, Fyrendal | 3a m.fl | 661535.3 | 6124184.98 | SDFE2018 | 184710 | Ukendt Ukendt | 0
570714700000010644 | 1997-03-13 | 600 | 43 | 45 | Ukendt | Ukendt | 370 | Næstved | LAND | Fyrendal | del 2af | 661664.82 | 6124030.75 | SDFE2018 | 184711 | Ukendt Ukendt | 0
570714700000011139 | 1998-01-16 | 600 | 43 | 44.5 | Ukendt | Ukendt | 370 | Næstved | LAND | Saltø By, Vallensved | 3 | 667943.9 | 6124200.29 | SDFE2018 | 190839 | Ukendt Ukendt | 0
570714700000011221 | 1998-04-17 | 600 | 44 | 45 | BONUS | 600 - MK lll | 370 | Næstved | LAND | Jenstrup By, Vallensved | 5 | 667858.56 | 6125560.87 | SDFE2018 | 191117 | BONUS 600 - MK lll | Bonus.B44.600
570714700000011726 | 1998-04-17 | 600 | 44 | 45 | BONUS | 600 - MK lll | 370 | Næstved | LAND | Jenstrup By, Vallensved | 5 | 668053.79 | 6125516.88 | SDFE2018 | 191114 | BONUS 600 - MK lll | Bonus.B44.600
570714700000011733 | 1998-04-17 | 600 | 44 | 45 | BONUS | 600 - MK lll C | 370 | Næstved | LAND | Jenstrup By, Vallensved | 5 | 667664.03 | 6125605.64 | SDFE2018 | 191118 | BONUS 600 - MK lll C | Bonus.B44.600
570714700000012204 | 1998-10-23 | 600 | 44 | 40 | BONUS | MK lV | 370 | Næstved | LAND | Kvislemark, Fyrendal | 18a | 660725.24 | 6122812.55 | SDFE2018 | 192591 | BONUS MK lV | Bonus.B54.1000
570714700000012426 | 1998-04-17 | 600 | 43 | 44.5 | Ukendt | Ukendt | 370 | Næstved | LAND | Saltø By, Vallensved | 3 | 668134.16 | 6124138.82 | SDFE2018 | 190902 | Ukendt Ukendt | 0
570714700000010149 | 1996-09-24 | 600 | 44 | 35 | BONUS | 600 - MK lll | 376 | Guldborgsund | LAND | Eskilstrup | 4a2 | 682510.55 | 6083778.32 | SDFE2018 | 183915 | BONUS 600 - MK lll | Bonus.B44.600
570714700000010156 | 1996-09-24 | 600 | 44 | 40 | BONUS | MK lll | 376 | Guldborgsund | LAND | Lundby By, Brarup | 5a | 682225.91 | 6083892.13 | SDFE2018 | 183916 | BONUS MK lll | Bonus.B54.1000
570714700000010279 | 1996-10-31 | 600 | 44 | 40 | Vestas Wind Systems A/S | V 44-600 | 376 | Guldborgsund | LAND | Brarup | 3a m.fl | 677840.68 | 6086852.79 | SDFE2018 | 184250 | Vestas Wind Systems A/S V 44-600 | Vestas.V44.600
570714700000010286 | 1996-11-14 | 600 | 44 | 40 | Vestas Wind Systems A/S | V 44-600 | 376 | Guldborgsund | LAND | Alstrup By, Brarup | 14k | 677845.76 | 6086700.58 | SDFE2018 | 184256 | Vestas Wind Systems A/S V 44-600 | Vestas.V44.600
570714700000010361 | 1997-01-14 | 600 | 44 | 45 | Vestas Wind Systems A/S | V 44-600 | 376 | Guldborgsund | LAND | Horbelev | 8a | 696808.44 | 6077316.69 | SDFE2018 | 184403 | Vestas Wind Systems A/S V 44-600 | Vestas.V44.600
570714700000010378 | 1997-01-14 | 600 | 44 | 45 | Vestas Wind Systems A/S | V 44-600 | 376 | Guldborgsund | LAND | Meelse By, Horbelev | 6a | 696812.64 | 6077116.62 | SDFE2018 | 184404 | Vestas Wind Systems A/S V 44-600 | Vestas.V44.600
570714700000010439 | 1997-01-09 | 600 | 44 | 42 | BONUS | 600 - MK lll | 376 | Guldborgsund | LAND | Stadager | sundby4 | 678099.89 | 6084656.16 | SDFE2018 | 184633 | BONUS 600 - MK lll | Bonus.B44.600
570714700000010446 | 1997-01-09 | 600 | 44 | 42 | BONUS | 600 - MK lll | 376 | Guldborgsund | LAND | Nørre Alslev By, Stadager | 46ae | 678586.6 | 6084599.79 | SDFE2018 | 184634 | BONUS 600 - MK lll | Bonus.B44.600
570714700000010453 | 1997-01-09 | 600 | 44 | 42 | BONUS | 600 - MK lll | 376 | Guldborgsund | LAND | Nørre Alslev By, Stadager | 18a | 679074.04 | 6084544.82 | SDFE2018 | 184635 | BONUS 600 - MK lll | Bonus.B44.600
570714700000010460 | 1997-01-09 | 600 | 44 | 42 | BONUS | 600 - MK lll | 376 | Guldborgsund | LAND | Alstrup By, Brarup | 17a | 679560.86 | 6084489.21 | SDFE2018 | 184636 | BONUS 600 - MK lll | Bonus.B44.600
570714700000010651 | 1997-05-15 | 600 | 38 | 40 | BONUS | 600/150 | 376 | Guldborgsund | LAND | Nr Tåstrup, Horbelev | 5 | 695981.56 | 6082200.36 | SDFE2018 | 184735 | BONUS 600/150 | Bonus.B44.600
570714700000010668 | 1997-05-30 | 600 | 48 | 46 | NEG Micon | NM 1800-600/150 | 376 | Guldborgsund | LAND | Våbensted | 1g | 666275.89 | 6073217.89 | SDFE2018 | 184905 | NEG Micon NM 1800-600/150 | NEG.Micon.M1500.750
570714700000010675 | 1997-05-30 | 600 | 44 | 46 | NEG Micon | NM 1800-600/150 | 376 | Guldborgsund | LAND | Berritsgård Hgd, Våbensted | 1bx | 666246.68 | 6073405.28 | SDFE2018 | 184906 | NEG Micon NM 1800-600/150 | NEG.Micon.M1500.750
570714700000010682 | 1997-05-30 | 600 | 44 | 44 | NEG Micon | NM 1800-600/150 | 376 | Guldborgsund | LAND | Agerup, Våbensted | 1a | 666218.8 | 6073592.12 | SDFE2018 | 184907 | NEG Micon NM 1800-600/150 | NEG.Micon.M1500.750
570714700000010699 | 1997-05-30 | 600 | 48 | 46 | NEG Micon | NM 1800-600/150 | 376 | Guldborgsund | LAND | Våbensted | 5a m.fl | 666189.08 | 6073781.26 | SDFE2018 | 184908 | NEG Micon NM 1800-600/150 | NEG.Micon.M1500.750
570714700000010866 | 1997-08-04 | 600 | 44 | 35 | BONUS | 600 - MK lll | 376 | Guldborgsund | LAND | Elkenøre, Idestrup | 2 | 693254.32 | 6068640.2 | SDFE2018 | 190230 | BONUS 600 - MK lll | Bonus.B44.600
570714700000010873 | 1997-08-04 | 600 | 44 | 35 | BONUS | 600 - MK lll | 376 | Guldborgsund | LAND | Idestrup By, Idestrup | 3a | 693518.22 | 6068700.75 | SDFE2018 | 190231 | BONUS 600 - MK lll | Bonus.B44.600
570714700000010880 | 1997-08-04 | 600 | 44 | 35 | BONUS | 600 - MK lll | 376 | Guldborgsund | LAND | Idestrup By, Idestrup | 15a2 | 693781.16 | 6068760.88 | SDFE2018 | 190232 | BONUS 600 - MK lll | Bonus.B44.600
570714700000010910 | 1997-08-29 | 600 | 44 | 35 | BONUS | MK lll | 376 | Guldborgsund | LAND | Væggerløse | 9o | 686649.89 | 6063014.77 | SDFE2018 | 190321 | BONUS MK lll | Bonus.B54.1000
570714700000010927 | 1997-10-24 | 600 | 44 | 35 | Vestas Wind Systems A/S | V 44 | 376 | Guldborgsund | LAND | Ønslev | 1a m.fl | 684376.37 | 6081791.73 | SDFE2018 | 190340 | Vestas Wind Systems A/S V 44 | Vestas.V44.600
570714700000011108 | 1998-03-04 | 600 | 42 | 35 | BONUS | 150/30 kW | 376 | Guldborgsund | LAND | Væggerløse | 11a | 687122.17 | 6066162.57 | SDFE2018 | 190689 | BONUS 150/30 kW | Bonus.B23.150
570714700000011962 | 1998-12-14 | 600 | 44 | 35 | Vestas Wind Systems A/S | V 44-600 | 376 | Guldborgsund | LAND | Horbelev | 15c | 697777.38 | 6079256.35 | SDFE2018 | 192094 | Vestas Wind Systems A/S V 44-600 | Vestas.V44.600
570714700000012334 | 1999-04-22 | 600 | 44 | 35 | BONUS | 600 kW | 376 | Guldborgsund | LAND | Væggerløse | 4a | 685713.46 | 6062355.65 | SDFE2018 | 192929 | BONUS 600 kW | Bonus.B44.600
570714700000012341 | 1999-04-22 | 600 | 44 | 35 | BONUS | 600 kW | 376 | Guldborgsund | LAND | Staureby, Skelby | 6a | 686163.84 | 6061011.79 | SDFE2018 | 192931 | BONUS 600 kW | Bonus.B44.600
570714700000012358 | 1999-04-22 | 600 | 44 | 35 | BONUS | 600 kW | 376 | Guldborgsund | LAND | Væggerløse | 5a | 685229.57 | 6061411.34 | SDFE2018 | 192932 | BONUS 600 kW | Bonus.B44.600
570714700000013157 | 2000-01-10 | 600 | 44 | 35 | BONUS | 600 - MK lll | 376 | Guldborgsund | LAND | Bruserup, Væggerløse | 2a | 686541.73 | 6062008.97 | SDFE2018 | 193853 | BONUS 600 - MK lll | Bonus.B44.600
570714700000013850 | 2000-12-05 | 600 | 44 | 35 | BONUS | 600 - MK lV | 376 | Guldborgsund | LAND | Væggerløse | 3a | 685747.13 | 6062564.04 | SDFE2018 | 195509 | BONUS 600 - MK lV | Bonus.B44.600
570714700000013867 | 2000-12-05 | 600 | 44 | 35 | BONUS | 660 MK lV | 376 | Guldborgsund | LAND | Marrebæk By, Væggerløse | 3a | 685783.82 | 6062791.81 | SDFE2018 | 195510 | BONUS 660 MK lV | Bonus.B44.600
570714700000013874 | 2000-12-05 | 600 | 44 | 35 | BONUS | 600 - MK lV | 376 | Guldborgsund | LAND | Bruserup By, Væggerløse | 4a | 685679.55 | 6062147.31 | SDFE2018 | 195508 | BONUS 600 - MK lV | Bonus.B44.600
570714700000106644 | 1997-09-17 | 600 | 42 | 35 | Vestas Wind Systems A/S | V 42-600 | 376 | Guldborgsund | LAND | Stødstrup By, Eskilstrup | 4a | 682782.59 | 6083669.11 | SDFE2018 | 2120913 | Vestas Wind Systems A/S V 42-600 | Vestas.V42.600
570714700000002854 | 1998-06-01 | 600 | 42 | 41.5 | Wind World | W 4200 | 390 | Vordingborg | LAND | Uoplyst | 1u | 710852.12 | 6095067.34 | SDFE2018 | Ukendt | Wind World W 4200 | Wind.World.W4200
570714700000010774 | 1997-07-17 | 600 | 43 | 44.5 | Ukendt | Ukendt | 390 | Vordingborg | LAND | Stege Markjorder | 2e | 711659.12 | 6101627.87 | SDFE2018 | 190143 | Ukendt Ukendt | 0
570714700000010804 | 1997-07-17 | 600 | 43 | 45 | Ukendt | Ukendt | 390 | Vordingborg | LAND | Hove Skov, Stege Jorder | 2a | 711469 | 6101626.74 | SDFE2018 | 190144 | Ukendt Ukendt | 0
570714700000010811 | 1997-07-17 | 600 | 43 | 44.5 | Ukendt | Ukendt | 390 | Vordingborg | LAND | Udby, Stege Markjorder | 15c | 711279.09 | 6101626.41 | SDFE2018 | 190145 | Ukendt Ukendt | 0
570714700000011207 | 1998-06-12 | 600 | 42 | 41.5 | Vestas Wind Systems A/S | V 42 | 390 | Vordingborg | LAND | Bissinge, Stege Lds. | 4a m.fl | 710688.19 | 6095082.9 | SDFE2018 | 191620 | Vestas Wind Systems A/S V 42 | Vestas.V42.600
570714700000011214 | 1998-06-04 | 600 | 42 | 45 | Wind World | W 4200-150 | 390 | Vordingborg | LAND | Tøvelte, Stege | 1b | 711016.6 | 6095052.83 | SDFE2018 | 191621 | Wind World W 4200-150 | Wind.World.W4200
570715000000053368 | 1995-10-01 | 600 | 43 | 46 | NEG Micon | NM 1500-600/150 | 410 | Middelfart | LAND | Indslev Tårup, Indslev | 3a | 559139.01 | 6146765.67 | SDFE2018 | 99087 | NEG Micon NM 1500-600/150 | NEG.Micon.M1500.750
570715000000053375 | 1995-12-30 | 600 | 43 | 46 | NEG Micon | NM 1500-600/150 | 410 | Middelfart | LAND | Indslev By, Indslev | 3a | 557464.34 | 6146317.66 | SDFE2018 | 99090 | NEG Micon NM 1500-600/150 | NEG.Micon.M1500.750
570715000000053658 | 1998-02-06 | 600 | 48 | 46 | NEG Micon | NM 1800-600/150 | 410 | Middelfart | LAND | Bubel By, Indslev | 5b | 560679.91 | 6146146.22 | SDFE2018 | 99122 | NEG Micon NM 1800-600/150 | NEG.Micon.M1500.750
570715000000053726 | 1998-10-19 | 600 | 48 | 50 | NEG Micon | NM 1800-600/150 | 410 | Middelfart | LAND | Bubbel By, Indslev | 5a | 560820.92 | 6145801.09 | SDFE2018 | 99127 | NEG Micon NM 1800-600/150 | NEG.Micon.M1500.750
570715000000053733 | 1998-10-15 | 600 | 48 | 50 | NEG Micon | NM 1800-600/150 | 410 | Middelfart | LAND | Bubbel By, Indslev | 2a | 560267.87 | 6146049.61 | SDFE2018 | 99128 | NEG Micon NM 1800-600/150 | NEG.Micon.M1500.750
570715000000054167 | 1997-11-12 | 600 | 48 | 46 | NEG Micon | NM 1800-600/150 | 410 | Middelfart | LAND | Husby By, Husby | 22d | 555358.57 | 6136883.37 | SDFE2018 | 99171 | NEG Micon NM 1800-600/150 | NEG.Micon.M1500.750
570715000000054181 | 1998-07-06 | 600 | 43 | 46 | NEG Micon | NM 1500-600/150 | 410 | Middelfart | LAND | Balslev By, Balslev | 16p | 557189.99 | 6141814.18 | SDFE2018 | 99173 | NEG Micon NM 1500-600/150 | NEG.Micon.M1500.750
570715000000053405 | 1996-10-15 | 600 | 43.4 | 46 | NEG Micon | NM 1500-600/150 | 420 | Assens | LAND | Brylle By, Brylle | 9a | 578620.83 | 6130561.9 | SDFE2018 | 99101 | NEG Micon NM 1500-600/150 | NEG.Micon.M1500.750
570715000000054174 | 1998-04-08 | 600 | 48 | 46 | NEG Micon | NM 1800-600/150 | 420 | Assens | LAND | Haarby By, Haarby | 5a | 571027.29 | 6121480.88 | SDFE2018 | 99172 | NEG Micon NM 1800-600/150 | NEG.Micon.M1500.750
570715000000053382 | 1996-07-17 | 600 | 44 | 45 | Vestas Wind Systems A/S | V 44-600 | 430 | Faaborg-Midtfyn | LAND | Ølsted By, Sdr. Broby | 4a | 582602.61 | 6124197.86 | SDFE2018 | 99091 | Vestas Wind Systems A/S V 44-600 | Vestas.V44.600
570715000000053542 | 1997-12-11 | 600 | 48 | 46 | NEG Micon | NM 1800-600/150 | 430 | Faaborg-Midtfyn | LAND | Lumby by, Nr. Lyndelse | 1c | 588979.63 | 6127571.78 | SDFE2018 | 99114 | NEG Micon NM 1800-600/150 | NEG.Micon.M1500.750
570715000000053627 | 1998-01-21 | 600 | 44 | 50 | Vestas Wind Systems A/S | V 42-600 | 430 | Faaborg-Midtfyn | LAND | Vejle By, Vejle | 12a | 582591.95 | 6124717.02 | SDFE2018 | 99118 | Vestas Wind Systems A/S V 42-600 | Vestas.V42.600
570715000000055515 | 1997-10-01 | 600 | 48 | 46 | NEG Micon | NM 1800-600 | 430 | Faaborg-Midtfyn | LAND | Sallinge by | 5g | 585797.46 | 6119845.43 | SDFE2018 | 7380 | NEG Micon NM 1800-600 | NEG.Micon.M1500.750
570715000000055553 | 1998-10-14 | 600 | 48 | 46 | NEG Micon | NM 1800-600 | 430 | Faaborg-Midtfyn | LAND | Sallinge by | 6u | 586002.38 | 6119972.87 | SDFE2018 | 13224 | NEG Micon NM 1800-600 | NEG.Micon.M1500.750
570715000000051210 | 1997-12-12 | 600 | 43 | 39 | NEG Micon | NM 1500-600/150 | 440 | Kerteminde | LAND | Tårup by, Mes. | 7d | 602836.88 | 6149963.09 | SDFE2018 | 15600 | NEG Micon NM 1500-600/150 | NEG.Micon.M1500.750
570715000000051227 | 1997-12-12 | 600 | 43 | 39 | NEG Micon | NM 1500-600/150 | 440 | Kerteminde | LAND | Tårup by, Mes. | 7d | 602799.24 | 6149827.41 | SDFE2018 | 15600 | NEG Micon NM 1500-600/150 | NEG.Micon.M1500.750
570715000000051234 | 1998-09-16 | 600 | 44 | 40 | Vestas Wind Systems A/S | V 44 | 440 | Kerteminde | LAND | Salby by,Mesing | 19b | 604215.34 | 6150457.68 | SDFE2018 | 15718 | Vestas Wind Systems A/S V 44 | Vestas.V44.600
570715000000051241 | 1998-09-16 | 600 | 44 | 40 | Vestas Wind Systems A/S | V 44-600 | 440 | Kerteminde | LAND | Salby by,Mesinge | 5a | 604187.12 | 6150246.52 | SDFE2018 | 15719 | Vestas Wind Systems A/S V 44-600 | Vestas.V44.600
570715000000051258 | 1998-09-16 | 600 | 44 | 40 | Vestas Wind Systems A/S | V 44-600 | 440 | Kerteminde | LAND | Salby by,Mesing | 5d | 604158.84 | 6150035.08 | SDFE2018 | 15720 | Vestas Wind Systems A/S V 44-600 | Vestas.V44.600
570715000000051289 | 1998-09-28 | 600 | 44 | 50 | BONUS | 600 - MK lll | 440 | Kerteminde | LAND | Marslev by,Mars | 6c | 597028.88 | 6139881.83 | SDFE2018 | 15724 | BONUS 600 - MK lll | Bonus.B44.600
570715000000051302 | 1998-09-28 | 600 | 38 | 50 | BONUS | 600 - MK lll | 440 | Kerteminde | LAND | Marslev by,Mars | 5e | 597279.04 | 6140410.79 | SDFE2018 | 15725 | BONUS 600 - MK lll | Bonus.B44.600
570715000000053399 | 1996-06-05 | 600 | 44 | 45 | Vestas Wind Systems A/S | V 44-600 | 450 | Nyborg | LAND | Ellinge By, Ellinge | 22o | 602071.02 | 6130963.97 | SDFE2018 | 99092 | Vestas Wind Systems A/S V 44-600 | Vestas.V44.600
570715000000053535 | 1997-11-27 | 600 | 43 | 50 | Ukendt | Ukendt | 450 | Nyborg | LAND | Ørbæk By, Ørbæk | 17a | 606894.7 | 6123963.95 | SDFE2018 | 99113 | Ukendt Ukendt | 0
570715000000053719 | 1998-07-10 | 600 | 43 | 46 | NEG Micon | NM 600/43 | 450 | Nyborg | LAND | Svindinge By, Svindinge | 9a | 607597.04 | 6121445.73 | SDFE2018 | 99126 | NEG Micon NM 600/43 | NEG.Micon.NM48.750
570715000000053436 | 1997-07-04 | 600 | 44 | 40 | BONUS | 600 - MK lll | 461 | Odense | LAND | Allerup By, Allerup | 2d | 593534.77 | 6132837.23 | SDFE2018 | 99106 | BONUS 600 - MK lll | Bonus.B44.600
570715000000053511 | 1997-11-12 | 600 | 48 | 46 | NEG Micon | NM 1800-600/150 | 461 | Odense | LAND | Volderslev By, Stenløse | 2a | 587539.56 | 6132159.35 | SDFE2018 | 99111 | NEG Micon NM 1800-600/150 | NEG.Micon.M1500.750
570715000000053528 | 1997-11-12 | 600 | 48 | 46 | NEG Micon | NM 1800-600/150 | 461 | Odense | LAND | Volderslev By, Stenløse | 2i | 587600.96 | 6132025.45 | SDFE2018 | 99112 | NEG Micon NM 1800-600/150 | NEG.Micon.M1500.750
570715000000053863 | 1998-11-20 | 600 | 44 | 40 | BONUS | 600 - MK lll | 461 | Odense | LAND | Allerup By, Allerup | 2d | 593669.61 | 6132991.62 | SDFE2018 | 99142 | BONUS 600 - MK lll | Bonus.B44.600
570715000000052736 | 1997-04-24 | 600 | 43 | 44.5 | Ukendt | Ukendt | 479 | Svendborg | LAND | Egense By, Egense | 18a | 596008.27 | 6100775.44 | SDFE2018 | 50734 | Ukendt Ukendt | 0
570715000000052743 | 1997-04-24 | 600 | 43 | 44.5 | Ukendt | Ukendt | 479 | Svendborg | LAND | Egense By, Egense | 18a | 595999.47 | 6100669.37 | SDFE2018 | 50735 | Ukendt Ukendt | 0
570715000000052750 | 1997-04-24 | 600 | 43 | 44.5 | Ukendt | Ukendt | 479 | Svendborg | LAND | Egense By, Egense | 18a | 595990.59 | 6100564.06 | SDFE2018 | 50736 | Ukendt Ukendt | 0
570715000000052767 | 1999-08-19 | 600 | 44 | 45 | Ukendt | Ukendt | 479 | Svendborg | LAND | Egense By, Egense | 8a | 596821.56 | 6101956.39 | SDFE2018 | 50737 | Ukendt Ukendt | 0
570715000000052804 | 2000-11-15 | 600 | 44 | 45 | BONUS | 600 - MK lV | 479 | Svendborg | LAND | Egense By, Egense | 7b | 596872.24 | 6101789.45 | SDFE2018 | 50740 | BONUS 600 - MK lV | Bonus.B44.600
570715000000052811 | 2000-11-15 | 600 | 44 | 45 | BONUS | 600 - MK lV | 479 | Svendborg | LAND | Egense By, Egense | 8a | 596773.5 | 6102119.68 | SDFE2018 | 50740 | BONUS 600 - MK lV | Bonus.B44.600
570715000000055478 | 1996-11-01 | 600 | 44 | 50 | BONUS | 600 - MK lll | 479 | Svendborg | LAND | Gundestrup by | 4a | 589756.05 | 6106588.22 | SDFE2018 | 13087 | BONUS 600 - MK lll | Bonus.B44.600
570715000000055485 | 1996-11-01 | 600 | 44 | 50 | BONUS | 600 - MK lll | 479 | Svendborg | LAND | Gundestrup by | 4b | 589479.8 | 6106631.42 | SDFE2018 | 13086 | BONUS 600 - MK lll | Bonus.B44.600
570715000000055492 | 1996-11-01 | 600 | 44 | 50 | Vestas Wind Systems A/S | V 44 | 479 | Svendborg | LAND | Gundestrup by | 3a | 590533.92 | 6106067.83 | SDFE2018 | 13088 | Vestas Wind Systems A/S V 44 | Vestas.V44.600
570715000000055508 | 1996-12-16 | 600 | 44 | 50 | Vestas Wind Systems A/S | V 44 | 479 | Svendborg | LAND | Gundestrup by | 3b | 590533.91 | 6106253.64 | SDFE2018 | 1945 | Vestas Wind Systems A/S V 44 | Vestas.V44.600
570715000000055522 | 1998-08-18 | 600 | 44 | 50 | BONUS | 600 - MK lll | 479 | Svendborg | LAND | Gundestrup by | 3 | 589581.21 | 6106370.86 | SDFE2018 | 13205 | BONUS 600 - MK lll | Bonus.B44.600
570715000000056369 | 2002-05-06 | 600 | 43 | 45 | Nordex | N 43/600 - MK lll | 479 | Svendborg | LAND | Tved By | 12a | 603678.76 | 6107013.5 | SDFE2018 | 50741 | Nordex N 43/600 - MK lll | Nordex.N43.600
570715000000056376 | 2002-05-06 | 600 | 43 | 45 | Nordex | N 43/600 - MK lll | 479 | Svendborg | LAND | Tved By | 12a | 603626.59 | 6107191.93 | SDFE2018 | 50741 | Nordex N 43/600 - MK lll | Nordex.N43.600
570715000000060557 | 2002-12-15 | 600 | 43 | 45 | Nordex | N 43/600 - MK lll | 479 | Svendborg | LAND | Tved By | 14g | 603576.28 | 6107366.4 | SDFE2018 | 50741 | Nordex N 43/600 - MK lll | Nordex.N43.600
570715000000064531 | 2002-12-17 | 600 | 43 | 45 | Nordex | N 43 - MK lll | 479 | Svendborg | LAND | Lundby By, Landet | 10g | 603347.45 | 6094588.22 | SDFE2018 | 50751 | Nordex N 43 - MK lll | Nordex.N43.600
570715000000053412 | 1997-04-29 | 600 | 44 | 50 | Vestas Wind Systems A/S | V 44-600 | 480 | Nordfyns | LAND | Agernæs By, Kogsbølle | 4k | 585177.01 | 6160678.13 | SDFE2018 | 99104 | Vestas Wind Systems A/S V 44-600 | Vestas.V44.600
570715000000053429 | 1997-07-07 | 600 | 44 | 45 | BONUS | 600 - MK lll | 480 | Nordfyns | LAND | Sdr. Esterbølle By, Særslev | 6b | 573686.3 | 6150873.2 | SDFE2018 | 99105 | BONUS 600 - MK lll | Bonus.B44.600
570715000000053450 | 1997-10-01 | 600 | 43 | 50 | Ukendt | Ukendt | 480 | Nordfyns | LAND | Ullerup By, Skamby | 3c | 577942.31 | 6152104.14 | SDFE2018 | 99108 | Ukendt Ukendt | 0
570715000000053467 | 1997-10-01 | 600 | 43 | 50 | Ukendt | Ukendt | 480 | Nordfyns | LAND | Ullerup By, Skamby | 3d | 577961.37 | 6151680 | SDFE2018 | 99108 | Ukendt Ukendt | 0
570715000000053474 | 1997-10-06 | 600 | 43 | 50 | Ukendt | Ukendt | 480 | Nordfyns | LAND | Ullerup By, Skamby | 3c | 578151.25 | 6152146.15 | SDFE2018 | 99108 | Ukendt Ukendt | 0
570715000000053498 | 1997-10-03 | 600 | 43 | 50 | Ukendt | Ukendt | 480 | Nordfyns | LAND | Ullerup By, Skamby | 3g | 578159.98 | 6151934.55 | SDFE2018 | 99109 | Ukendt Ukendt | 0
570715000000053504 | 1997-10-03 | 600 | 43 | 50 | Ukendt | Ukendt | 480 | Nordfyns | LAND | Ullerup By, Skamby | 3f | 577951.67 | 6151892.38 | SDFE2018 | 99109 | Ukendt Ukendt | 0
570715000000053634 | 1998-02-19 | 600 | 44 | 45 | BONUS | 600 - MK lV | 480 | Nordfyns | LAND | Hemmeslev By, Særslev | 6a | 573833.56 | 6150684.91 | SDFE2018 | 99120 | BONUS 600 - MK lV | Bonus.B44.600
570715000000053641 | 1998-02-19 | 600 | 44 | 50 | BONUS | 600 - MK lV | 480 | Nordfyns | LAND | Hemmerslev By, Særslev | 5p | 573821.02 | 6150985.55 | SDFE2018 | 99121 | BONUS 600 - MK lV | Bonus.B44.600
570715000000053665 | 1998-06-08 | 600 | 44 | 55 | Vestas Wind Systems A/S | V 44-600 | 480 | Nordfyns | LAND | Den indæmmede Strand, Krogsbølle | 1bz | 585138.93 | 6160482.59 | SDFE2018 | 99124 | Vestas Wind Systems A/S V 44-600 | Vestas.V44.600
570715000000051531 | 1997-12-05 | 600 | 44 | 50 | Vestas Wind Systems A/S | V 44-600 | 482 | Langeland | LAND | Skrøbelev By, Skrøbelev | 7a | 612870.32 | 6087811.92 | SDFE2018 | 1716101 | Vestas Wind Systems A/S V 44-600 | Vestas.V44.600
570715000000051548 | 1997-11-13 | 600 | 43 | 50 | Ukendt | Ukendt | 482 | Langeland | LAND | Skrøbelev By, Skrøbelev | 8f | 612901.59 | 6087674.14 | SDFE2018 | 1716207 | Ukendt Ukendt | 0
570715000000051579 | 1997-11-25 | 600 | 43 | 50 | Ukendt | Ukendt | 482 | Langeland | LAND | Skrøbelev By, Skrøbelev | 12a | 612979.47 | 6088970.08 | SDFE2018 | 1756289 | Ukendt Ukendt | 0
570715000000051593 | 1997-11-25 | 600 | 43 | 50 | Ukendt | Ukendt | 482 | Langeland | LAND | Skrøbelev By, Skrøbelev | 12a | 612894.58 | 6089172.7 | SDFE2018 | 1756489 | Ukendt Ukendt | 0
570715000000051654 | 1997-11-28 | 600 | 43 | 50 | Ukendt | Ukendt | 482 | Langeland | LAND | Torpe By, Skrøbelev | 24a | 612933.27 | 6087533.54 | SDFE2018 | 5844101 | Ukendt Ukendt | 0
570715000000051661 | 1998-02-09 | 600 | 44 | 50 | Vestas Wind Systems A/S | V 44-600 | 482 | Langeland | LAND | Torpe By, Skrøbelev | 24b | 612964.57 | 6087398.82 | SDFE2018 | 5844301 | Vestas Wind Systems A/S V 44-600 | Vestas.V44.600
570715000000051692 | 1997-11-25 | 600 | 43 | 50 | Ukendt | Ukendt | 482 | Langeland | LAND | Torpe By, Skrøbelev | 9a | 611978.6 | 6086927.81 | SDFE2018 | 5852303 | Ukendt Ukendt | 0
570715000000051791 | 1997-09-01 | 600 | 43 | 44.6 | Ukendt | Ukendt | 482 | Langeland | LAND | Haugbølle By, Humble | 3a | 609360.49 | 6080813.19 | SDFE2018 | 12292214 | Ukendt Ukendt | 0
570715000000051999 | 1997-01-22 | 600 | 44 | 40 | Vestas Wind Systems A/S | V 44-600 | 482 | Langeland | LAND | Søndenbro By, Magleby | 1r | 609338.72 | 6068571.57 | SDFE2018 | 22136103 | Vestas Wind Systems A/S V 44-600 | Vestas.V44.600
570715000000052019 | 1996-12-18 | 600 | 42 | 45 | Vestas Wind Systems A/S | V 42-600 | 482 | Langeland | LAND | Bagenkop By, Magleby | 5e | 607925.27 | 6067198.01 | SDFE2018 | 22288103 | Vestas Wind Systems A/S V 42-600 | Vestas.V42.600
570715000000052057 | 1998-03-20 | 600 | 42 | 45 | Vestas Wind Systems A/S | V 42-600 | 482 | Langeland | LAND | Søndenbro By, Magleby | 18a | 609955.93 | 6066958.63 | SDFE2018 | 23372101 | Vestas Wind Systems A/S V 42-600 | Vestas.V42.600
570715000000052088 | 1997-12-05 | 600 | 44 | 50 | Vestas Wind Systems A/S | V 44-600 | 482 | Langeland | LAND | Simmerbølle By, Simmerbølle | 6a | 612809.96 | 6089375.5 | SDFE2018 | 24284102 | Vestas Wind Systems A/S V 44-600 | Vestas.V44.600
570715000000052446 | 1997-09-22 | 600 | 43 | 56.5 | NEG Micon | NM 1500-600/150 | 482 | Langeland | LAND | Rudkøbing markjorder | 2xb | 611213.34 | 6089159.94 | SDFE2018 | 87186044 | NEG Micon NM 1500-600/150 | NEG.Micon.M1500.750
570715000000045585 | 1997-07-17 | 600 | 0.1 | 0.1 | Ukendt | Ukendt | 510 | Haderslev | LAND | Kastrup | 510 | 504262.76 | 6122819.37 | SDFE2018 | 22996 | Ukendt Ukendt | 0
570715000000045592 | 1997-07-17 | 600 | 48 | 46 | NEG Micon | NM 1800-600/150 | 510 | Haderslev | LAND | Kastrup | 372 | 504107.78 | 6122435.53 | SDFE2018 | 22997 | NEG Micon NM 1800-600/150 | NEG.Micon.M1500.750
570715000000045608 | 1997-07-17 | 600 | 48 | 46 | NEG Micon | NM 1800-600/150 | 510 | Haderslev | LAND | Gram | 9 | 504030.19 | 6122243.8 | SDFE2018 | 22998 | NEG Micon NM 1800-600/150 | NEG.Micon.M1500.750
570715000000045615 | 1997-07-17 | 600 | 48 | 46 | NEG Micon | NM 1800 | 510 | Haderslev | LAND | Kastrup | 34 | 504220.86 | 6122160.03 | SDFE2018 | 22999 | NEG Micon NM 1800 | NEG.Micon.M1500.750
570715000000045639 | 1997-07-17 | 600 | 48 | 46 | NEG Micon | NM 1800-600/150 | 510 | Haderslev | LAND | Kastrup | 480 | 504300.46 | 6122357.56 | SDFE2018 | 23038 | NEG Micon NM 1800-600/150 | NEG.Micon.M1500.750
570715000000045769 | 1997-12-18 | 600 | 48 | 46 | NEG Micon | NM 1800-600/150 | 510 | Haderslev | LAND | Kastrup | 450 | 504378.04 | 6122549.49 | SDFE2018 | 23067 | NEG Micon NM 1800-600/150 | NEG.Micon.M1500.750
570715000000045776 | 1997-11-25 | 600 | 48 | 46 | NEG Micon | NM 1800-600/150 | 510 | Haderslev | LAND | Kastrup | 493 | 504455.25 | 6122741.15 | SDFE2018 | 23068 | NEG Micon NM 1800-600/150 | NEG.Micon.M1500.750
570715000000045912 | 1998-02-16 | 600 | 48 | 46 | NEG Micon | NM 600 | 510 | Haderslev | LAND | Gram | 14 | 505938.61 | 6124189.88 | SDFE2018 | 23143 | NEG Micon NM 600 | NEG.Micon.NM48.750
570715000000045929 | 1998-02-16 | 600 | 48 | 46 | NEG Micon | NM 600 | 510 | Haderslev | LAND | Gram | 14 | 505913.9 | 6124374.06 | SDFE2018 | 23143 | NEG Micon NM 600 | NEG.Micon.NM48.750
570715000000047572 | 1998-06-23 | 600 | 48 | 46 | NEG Micon | NM 1800-600/150 | 510 | Haderslev | LAND | Kastrup | 9 | 504185.03 | 6122627.05 | SDFE2018 | 90221 | NEG Micon NM 1800-600/150 | NEG.Micon.M1500.750
570715000000048258 | 2000-06-01 | 600 | 48 | 46 | NEG Micon | NM 600/43 | 510 | Haderslev | LAND | Kastrup | 523 | 505778.08 | 6124252.16 | SDFE2018 | 91170 | NEG Micon NM 600/43 | NEG.Micon.NM48.750
570715000000050657 | 1996-09-12 | 600 | 44 | 45 | Vestas Wind Systems A/S | V 44-600 | 510 | Haderslev | LAND | Hjerndrup, Hjerndrup | 268 | 524636.3 | 6130295.07 | SDFE2018 | 200250 | Vestas Wind Systems A/S V 44-600 | Vestas.V44.600
570715000000050671 | 1997-10-02 | 600 | 48 | 46 | Micon | M 1800 | 510 | Haderslev | LAND | Maugstrup | 325 | 522423.56 | 6124981.34 | SDFE2018 | 200252 | Micon M 1800 | NEG.Micon.M1500.750
570715000000050947 | 1997-10-02 | 600 | 43 | 44.5 | Ukendt | Ukendt | 510 | Haderslev | LAND | Maugstrup | 326 | 522389.76 | 6125226.51 | SDFE2018 | 200282 | Ukendt Ukendt | 0
570715000000051098 | 2000-01-05 | 600 | 45 | 45 | Wincon | W 600/45 | 510 | Haderslev | LAND | Maugstrup | 22 | 522458.74 | 6124736.12 | SDFE2018 | 200300 | Wincon W 600/45 | Nordtank.NTK600
570715000000050039 | 1997-06-16 | 600 | 44 | 45 | Vestas Wind Systems A/S | V 44-600 | 540 | Sønderborg | LAND | StenderupNybøl | 9 | 543796.02 | 6088200.93 | SDFE2018 | 200210 | Vestas Wind Systems A/S V 44-600 | Vestas.V44.600
570715000000050046 | 1997-06-16 | 600 | 44 | 45 | Vestas Wind Systems A/S | V 44-600 | 540 | Sønderborg | LAND | StenderupNybøl | 176 | 543834.03 | 6088029.91 | SDFE2018 | 200211 | Vestas Wind Systems A/S V 44-600 | Vestas.V44.600
570715000000050091 | 1996-05-11 | 600 | 44 | 50 | BONUS | 600 kW | 540 | Sønderborg | LAND | Skovby | 10 | 567022.74 | 6081708.2 | SDFE2018 | 200215 | BONUS 600 kW | Bonus.B44.600
570715000000050107 | 1996-05-11 | 600 | 44 | 50 | BONUS | 600 kW | 540 | Sønderborg | LAND | Skovby | 10 | 567084.31 | 6081505.09 | SDFE2018 | 200215 | BONUS 600 kW | Bonus.B44.600
570715000000050114 | 1996-05-11 | 600 | 44 | 50 | BONUS | 600 kW | 540 | Sønderborg | LAND | Skovby | 10 | 567257.7 | 6081693.64 | SDFE2018 | 200215 | BONUS 600 kW | Bonus.B44.600
570715000000050121 | 1996-05-11 | 600 | 44 | 50 | BONUS | 600 kW | 540 | Sønderborg | LAND | Skovby | 10 | 567319.06 | 6081490.32 | SDFE2018 | 200215 | BONUS 600 kW | Bonus.B44.600
570715000000050138 | 1996-05-11 | 600 | 44 | 50 | BONUS | 600 kW | 540 | Sønderborg | LAND | Skovby | 10 | 567492.98 | 6081678.55 | SDFE2018 | 200215 | BONUS 600 kW | Bonus.B44.600
570715000000050145 | 1996-05-11 | 600 | 44 | 50 | BONUS | 600 kW | 540 | Sønderborg | LAND | Skovby | 10 | 567553.95 | 6081475.45 | SDFE2018 | 200215 | BONUS 600 kW | Bonus.B44.600
570715000000050152 | 1996-05-11 | 600 | 44 | 50 | BONUS | 600 kW | 540 | Sønderborg | LAND | Skovby | 10 | 567727.9 | 6081664.21 | SDFE2018 | 200215 | BONUS 600 kW | Bonus.B44.600
570715000000045400 | 1996-09-16 | 600 | 43 | 45 | NEG Micon | NM 1500-600/150 | 550 | Tønder | LAND | Arrild | 943 | 497252.11 | 6110627.83 | SDFE2018 | 22723 | NEG Micon NM 1500-600/150 | NEG.Micon.M1500.750
570715000000045417 | 1996-09-16 | 600 | 43 | 45 | NEG Micon | NM 1500-600/150 | 550 | Tønder | LAND | Arrild | 946 | 497271.63 | 6110487.17 | SDFE2018 | 22723 | NEG Micon NM 1500-600/150 | NEG.Micon.M1500.750
570715000000045424 | 1996-09-16 | 600 | 43 | 45 | NEG Micon | NM 1500-600/150 | 550 | Tønder | LAND | Arrild | 947 | 497290.84 | 6110345.62 | SDFE2018 | 22723 | NEG Micon NM 1500-600/150 | NEG.Micon.M1500.750
570715000000045486 | 1997-01-01 | 600 | 43 | 46 | Nordex | N 43/600 | 550 | Tønder | LAND | Mellerup | 151 | 512818.84 | 6105707.61 | SDFE2018 | 22861 | Nordex N 43/600 | Nordex.N43.600
570715000000045493 | 1997-02-22 | 600 | 43 | 46 | Nordex | N 43/600 | 550 | Tønder | LAND | Mellerup | 155 | 512783.54 | 6105937.74 | SDFE2018 | 22862 | Nordex N 43/600 | Nordex.N43.600
570715000000045509 | 1997-01-27 | 600 | 43 | 46 | Nordex | N 43 | 550 | Tønder | LAND | Mellerup | 154 | 512753.28 | 6106166.39 | SDFE2018 | 22863 | Nordex N 43 | Nordex.N43.600
570715000000045516 | 1997-01-23 | 600 | 43 | 46 | Nordex | N 43/600 | 550 | Tønder | LAND | Agerskov | 346 | 512720.46 | 6106396.72 | SDFE2018 | 22864 | Nordex N 43/600 | Nordex.N43.600
570715000000045523 | 1997-01-01 | 600 | 43 | 46 | Nordex | N 43/600 | 550 | Tønder | LAND | Mellerup | 143 | 512683.8 | 6106626.47 | SDFE2018 | 22865 | Nordex N 43/600 | Nordex.N43.600
570715000000045530 | 1996-12-23 | 600 | 43 | 46 | Nordex | N 43/600 | 550 | Tønder | LAND | Mellerup | 156 | 513058.08 | 6106151.56 | SDFE2018 | 22866 | Nordex N 43/600 | Nordex.N43.600
570715000000045547 | 1996-12-23 | 600 | 43 | 46 | Nordex | N 43/600 | 550 | Tønder | LAND | Mellerup | 153 | 513024.47 | 6106381.13 | SDFE2018 | 22867 | Nordex N 43/600 | Nordex.N43.600
570715000000045554 | 1997-01-31 | 600 | 43 | 46 | Nordex | N 43/600 | 550 | Tønder | LAND | Mellerup | 157 | 512991.03 | 6106611.6 | SDFE2018 | 22868 | Nordex N 43/600 | Nordex.N43.600
570715000000045561 | 1997-02-20 | 600 | 43 | 42 | Nordex | N 43/600 | 550 | Tønder | LAND | Åbøl | 136 | 504837.82 | 6121491.15 | SDFE2018 | 22902 | Nordex N 43/600 | Nordex.N43.600
570715000000045578 | 1996-12-23 | 600 | 43 | 40 | NEG Micon | NM 1500-600/150 | 550 | Tønder | LAND | Arrild | 617 | 511275.32 | 6106923.22 | SDFE2018 | 22923 | NEG Micon NM 1500-600/150 | NEG.Micon.M1500.750
570715000000045653 | 1997-09-02 | 600 | 0.1 | 0.1 | Ukendt | Ukendt | 550 | Tønder | LAND | Landeby | 350 | 502697.32 | 6104765.38 | SDFE2018 | 44195772 | Ukendt Ukendt | 0
570715000000045660 | 1997-09-02 | 600 | 43 | 46 | Nordex | N 43/600 | 550 | Tønder | LAND | Landeby | 359 | 502638.38 | 6105377.58 | SDFE2018 | 44195773 | Nordex N 43/600 | Nordex.N43.600
570715000000045677 | 1997-09-05 | 600 | 43 | 46 | Nordex | N 43/600 | 550 | Tønder | LAND | Landeby | 358 | 502667.8 | 6105071.36 | SDFE2018 | 44195774 | Nordex N 43/600 | Nordex.N43.600
570715000000045684 | 1999-08-23 | 600 | 43 | 46 | Nordex | N 43/600 | 550 | Tønder | LAND | Landeby | 57 | 502726.8 | 6104459 | SDFE2018 | 44195774 | Nordex N 43/600 | Nordex.N43.600
570715000000045691 | 1999-02-04 | 600 | 43 | 46 | Nordex | N 43/600 | 550 | Tønder | LAND | Øster Terp | 88 | 503120.18 | 6104636.53 | SDFE2018 | 44195776 | Nordex N 43/600 | Nordex.N43.600
570715000000045707 | 1999-02-15 | 600 | 43 | 46 | Nordex | N 43/600 | 550 | Tønder | LAND | Landeby | 248 | 503090.54 | 6104942.85 | SDFE2018 | 44195777 | Nordex N 43/600 | Nordex.N43.600
570715000000045714 | 1999-08-13 | 600 | 43 | 46 | Nordex | N 43/600 | 550 | Tønder | LAND | Bovlund | 309 | 503061.11 | 6105248.93 | SDFE2018 | 44195778 | Nordex N 43/600 | Nordex.N43.600
570715000000045738 | 1997-11-17 | 600 | 44 | 45 | Vestas Wind Systems A/S | V 600 | 550 | Tønder | LAND | Nr. Løgum | 43 | 496533.51 | 6108786.13 | Stamdata | 23043 | Vestas Wind Systems A/S V 600 | Vestas.V42.600
570715000000045745 | 1997-11-17 | 600 | 44 | 45 | Vestas Wind Systems A/S | V 44-600 | 550 | Tønder | LAND | Nr. Løgum | 285 | 495913.04 | 6108032.14 | Stamdata | 23043 | Vestas Wind Systems A/S V 44-600 | Vestas.V44.600
570715000000045752 | 1997-11-17 | 600 | 0.1 | 0.1 | Ukendt | Ukendt | 550 | Tønder | LAND | Kløjing | 127 | 495889.08 | 6107849.55 | Stamdata | 23043 | Ukendt Ukendt | 0
570715000000045783 | 1997-11-17 | 600 | 43 | 44.5 | Ukendt | Ukendt | 550 | Tønder | LAND | Nr. Løgum | 27 | 496862.46 | 6109312.76 | SDFE2018 | 23090 | Ukendt Ukendt | 0
570715000000045936 | 1998-04-21 | 600 | 43 | 44.5 | NEG Micon | NM 600-180/43 | 550 | Tønder | LAND | Nr. Løgum | 27 | 496555.8 | 6109264.28 | SDFE2018 | 23144 | NEG Micon NM 600-180/43 | NEG.Micon.NM48.750
570715000000046278 | 1995-06-30 | 600 | 42 | 39 | Vestas Wind Systems A/S | V 42-600 | 550 | Tønder | LAND | Ellum | 369 | 493227.01 | 6098739.9 | SDFE2018 | 31954 | Vestas Wind Systems A/S V 42-600 | Vestas.V42.600
570715000000046285 | 1995-09-16 | 600 | 44 | 46 | NEG Micon | NM 1500-600/150 | 550 | Tønder | LAND | Rejsby | 19 | 485623.95 | 6119683.19 | SDFE2018 | 31964 | NEG Micon NM 1500-600/150 | NEG.Micon.M1500.750
570715000000046315 | 1995-12-13 | 600 | 47 | 40 | Vestas Wind Systems A/S | V 47 | 550 | Tønder | LAND | Øster Gammelby | 39 | 487506.5 | 6094169.98 | SDFE2018 | 31967 | Vestas Wind Systems A/S V 47 | Vestas.V47.660
570715000000046322 | 1995-12-21 | 600 | 44 | 46 | Vestas Wind Systems A/S | V 44-600 | 550 | Tønder | LAND | Lille Emmerske | 5 | 494297.2 | 6089297.11 | SDFE2018 | 32002 | Vestas Wind Systems A/S V 44-600 | Vestas.V44.600
570715000000046339 | 1995-10-01 | 600 | 44 | 45 | NEG Micon | NM 1500-600/150 | 550 | Tønder | LAND | Koldby | 8 | 479604.66 | 6097971.96 | SDFE2018 | 32003 | NEG Micon NM 1500-600/150 | NEG.Micon.M1500.750
570715000000046346 | 1995-12-01 | 600 | 47 | 40.5 | Vestas Wind Systems A/S | V 47-660 | 550 | Tønder | LAND | Øster Gammelby | 4 | 486858.88 | 6094088.35 | SDFE2018 | 32004 | Vestas Wind Systems A/S V 47-660 | Vestas.V47.660
570715000000046360 | 1996-07-09 | 600 | 44 | 45 | Vestas Wind Systems A/S | V 600 | 550 | Tønder | LAND | Bredebro | 46 | 487033.46 | 6105067.27 | SDFE2018 | 32229 | Vestas Wind Systems A/S V 600 | Vestas.V42.600
570715000000046377 | 1996-06-19 | 600 | 44 | 45 | Vestas Wind Systems A/S | V 44 | 550 | Tønder | LAND | Vollum | 173 | 487334.86 | 6104958.98 | SDFE2018 | 32230 | Vestas Wind Systems A/S V 44 | Vestas.V44.600
570715000000046384 | 1996-09-18 | 600 | 44 | 45 | Vestas Wind Systems A/S | V 44 | 550 | Tønder | LAND | Skast | 7 | 481675.1 | 6101603.15 | SDFE2018 | 32295 | Vestas Wind Systems A/S V 44 | Vestas.V44.600
570715000000046391 | 1996-11-04 | 600 | 44 | 45 | Vestas Wind Systems A/S | V 44 | 550 | Tønder | LAND | Grøngård | 302 | 501288.22 | 6084820.28 | SDFE2018 | 32300 | Vestas Wind Systems A/S V 44 | Vestas.V44.600
570715000000046407 | 1996-10-04 | 600 | 44 | 45 | Vestas Wind Systems A/S | V 44-600 | 550 | Tønder | LAND | Mollerup | 184 | 487141.28 | 6097714.6 | SDFE2018 | 32301 | Vestas Wind Systems A/S V 44-600 | Vestas.V44.600
570715000000046414 | 1996-11-07 | 600 | 43 | 46 | NEG Micon | NM 1500-600 | 550 | Tønder | LAND | Havervad | 181 | 481884.23 | 6118741.47 | SDFE2018 | 32302 | NEG Micon NM 1500-600 | NEG.Micon.M1500.750
570715000000046421 | 1996-12-03 | 600 | 43 | 46 | NEG Micon | NM 1500-600 | 550 | Tønder | LAND | Havervad | 181 | 481930.17 | 6118531.92 | SDFE2018 | 32303 | NEG Micon NM 1500-600 | NEG.Micon.M1500.750
570715000000046438 | 1996-12-03 | 600 | 43 | 46 | NEG Micon | NM 1500-600 | 550 | Tønder | LAND | Havervad | 68 | 482096.1 | 6118529.61 | SDFE2018 | 32304 | NEG Micon NM 1500-600 | NEG.Micon.M1500.750
570715000000046445 | 1996-12-03 | 600 | 43 | 46 | NEG Micon | NM 1500-600 | 550 | Tønder | LAND | Havervad | 178 | 482049.52 | 6118738.55 | SDFE2018 | 32305 | NEG Micon NM 1500-600 | NEG.Micon.M1500.750
570715000000046452 | 1996-10-31 | 600 | 43 | 46 | NEG Micon | NM 1500-600 | 550 | Tønder | LAND | Vodder | 48 | 487873.99 | 6119130.66 | SDFE2018 | 32306 | NEG Micon NM 1500-600 | NEG.Micon.M1500.750
570715000000046483 | 1996-12-17 | 600 | 38 | 40 | Ukendt | Ukendt | 550 | Tønder | LAND | Skærbæk | 58 | 486467.2 | 6111743.79 | SDFE2018 | 32309 | Ukendt Ukendt | 0
570715000000046568 | 1996-12-17 | 600 | 44 | 43.4 | Vestas Wind Systems A/S | V 44-600 | 550 | Tønder | LAND | Harres | 1 | 483657.95 | 6101707.16 | SDFE2018 | 32361 | Vestas Wind Systems A/S V 44-600 | Vestas.V44.600
570715000000046575 | 1997-01-09 | 600 | 44 | 45 | Vestas Wind Systems A/S | V 44-600 | 550 | Tønder | LAND | Husum-Ballum | 53 | 486474.75 | 6099978.1 | SDFE2018 | 32362 | Vestas Wind Systems A/S V 44-600 | Vestas.V44.600
570715000000046605 | 1997-06-11 | 600 | 44 | 46 | Vestas Wind Systems A/S | V 44-600 | 550 | Tønder | LAND | Brede | 7 | 491146.19 | 6103147.05 | SDFE2018 | 32516 | Vestas Wind Systems A/S V 44-600 | Vestas.V44.600
570715000000046636 | 1997-04-16 | 600 | 44 | 45 | Vestas Wind Systems A/S | V 44 | 550 | Tønder | LAND | Abild | 231 | 489667.94 | 6092846.01 | SDFE2018 | 32519 | Vestas Wind Systems A/S V 44 | Vestas.V44.600
570715000000046674 | 1997-07-10 | 600 | 0.1 | 0.1 | Ukendt | Ukendt | 550 | Tønder | LAND | Borg | 276 | 486168.03 | 6098382.06 | SDFE2018 | 32523 | Ukendt Ukendt | 0
570715000000046681 | 1997-10-02 | 600 | 44 | 45 | Vestas Wind Systems A/S | V 44-600 | 550 | Tønder | LAND | Nr. Vollum | 4 | 487291.27 | 6105315.03 | SDFE2018 | 32568 | Vestas Wind Systems A/S V 44-600 | Vestas.V44.600
570715000000046711 | 1997-09-26 | 600 | 43 | 42 | Ukendt | Ukendt | 550 | Tønder | LAND | Bøgvad | 25 | 500123.17 | 6092121.18 | SDFE2018 | 32650 | Ukendt Ukendt | 0
570715000000046728 | 1997-09-24 | 600 | 43 | 44.5 | Ukendt | Ukendt | 550 | Tønder | LAND | Bøgvad | 25 | 500065.04 | 6092407.83 | SDFE2018 | 32651 | Ukendt Ukendt | 0
570715000000046735 | 1997-09-22 | 600 | 44 | 45 | Vestas Wind Systems A/S | V 44-600 | 550 | Tønder | LAND | Jejsing | 83 | 497811.11 | 6086105.07 | SDFE2018 | 32653 | Vestas Wind Systems A/S V 44-600 | Vestas.V44.600
570715000000046742 | 1997-10-21 | 600 | 44 | 46 | BONUS | 600 - MK lV | 550 | Tønder | LAND | Rørkær | 74 | 495977.52 | 6087892.73 | SDFE2018 | 32654 | BONUS 600 - MK lV | Bonus.B44.600
570715000000046759 | 1997-09-25 | 600 | 42 | 45 | BONUS | 600 - MK lV | 550 | Tønder | LAND | Bøgvad | 133 | 500179.04 | 6091836.9 | SDFE2018 | 32655 | BONUS 600 - MK lV | Bonus.B44.600
570715000000046865 | 1997-12-12 | 600 | 44 | 45 | Vestas Wind Systems A/S | V 44-600 | 550 | Tønder | LAND | Borg | 150 | 485693.61 | 6099020.49 | SDFE2018 | 32695 | Vestas Wind Systems A/S V 44-600 | Vestas.V44.600
570715000000046872 | 1997-12-09 | 600 | 44 | 45 | Vestas Wind Systems A/S | V 44 | 550 | Tønder | LAND | Skast | 117 | 481494.61 | 6102403.92 | SDFE2018 | 32696 | Vestas Wind Systems A/S V 44 | Vestas.V44.600
570715000000046957 | 1996-09-18 | 600 | 44 | 43.4 | Vestas Wind Systems A/S | V 44-600 | 550 | Tønder | LAND | Skast | 11 | 481584.62 | 6102003.49 | SDFE2018 | 32996 | Vestas Wind Systems A/S V 44-600 | Vestas.V44.600
570715000000047763 | 1998-12-22 | 600 | 44 | 49 | Vestas Wind Systems A/S | V 44-600 | 550 | Tønder | LAND | Harres | 261 | 483275.45 | 6101288.17 | SDFE2018 | 90436 | Vestas Wind Systems A/S V 44-600 | Vestas.V44.600
570715000000048036 | 1999-07-07 | 600 | 44 | 45 | Vestas Wind Systems A/S | V 44-600 | 550 | Tønder | LAND | Brede | 94 | 483467.9 | 6101499 | SDFE2018 | 90714 | Vestas Wind Systems A/S V 44-600 | Vestas.V44.600
570715000000048326 | 2000-11-17 | 600 | 45 | 45 | Wincon | W 600/45 | 550 | Tønder | LAND | Bøgvad | 133 | 500236.02 | 6091551.13 | SDFE2018 | 91354 | Wincon W 600/45 | Nordtank.NTK600
570715000000048340 | 2000-12-15 | 600 | 0.1 | 45 | BONUS | MK lV | 550 | Tønder | LAND | Tyvse | 9 | 492154.36 | 6096462.18 | SDFE2018 | 91444 | BONUS MK lV | Bonus.B54.1000
570715000000048579 | 1999-01-26 | 600 | 42 | 43.5 | Wind World | W 4200/600-150 | 550 | Tønder | LAND | Arrild | 14 | 496350.95 | 6109610.26 | SDFE2018 | WAR | Wind World W 4200/600-150 | Wind.World.W4200
570715000000048586 | 1999-01-26 | 600 | 42 | 43.5 | Wind World | W 4200/600-150 | 550 | Tønder | LAND | Arrild | 917 | 496272.61 | 6110181.57 | SDFE2018 | WAR | Wind World W 4200/600-150 | Wind.World.W4200
570715000000048593 | 1999-01-26 | 600 | 42 | 43.5 | Wind World | W 4200/600-150 | 550 | Tønder | LAND | Arrild | 31 | 496233.47 | 6110463.67 | SDFE2018 | WAR | Wind World W 4200/600-150 | Wind.World.W4200
570715000000048609 | 1999-01-26 | 600 | 42 | 43.5 | Wind World | W 4200/600-150 | 550 | Tønder | LAND | Arrild | 18 | 496695.78 | 6109666.32 | SDFE2018 | WAR | Wind World W 4200/600-150 | Wind.World.W4200
570715000000048616 | 1999-01-26 | 600 | 42 | 43.5 | Wind World | W 4200/600-150 | 550 | Tønder | LAND | Arrild | 18 | 496657.36 | 6109946.31 | SDFE2018 | WAR | Wind World W 4200/600-150 | Wind.World.W4200
570715000000048623 | 1999-01-26 | 600 | 42 | 43.5 | Wind World | W 4200/600-150 | 550 | Tønder | LAND | Arrild | 916 | 496617.32 | 6110237.16 | SDFE2018 | WAR | Wind World W 4200/600-150 | Wind.World.W4200
570715000000048630 | 1999-01-26 | 600 | 42 | 43.5 | Wind World | W 4200/600-150 | 550 | Tønder | LAND | Arrild | 13 | 497030.32 | 6109719.71 | SDFE2018 | WAR | Wind World W 4200/600-150 | Wind.World.W4200
570715000000048647 | 1999-01-26 | 600 | 42 | 43.5 | Wind World | W 4200/600-150 | 550 | Tønder | LAND | Arrild | 13 | 496991.23 | 6110000.17 | SDFE2018 | WAR | Wind World W 4200/600-150 | Wind.World.W4200
570715000000048654 | 1999-01-26 | 600 | 42 | 43.5 | Wind World | W 4200/600-150 | 550 | Tønder | LAND | Arrild | 22 | 496951.21 | 6110290.79 | SDFE2018 | WAR | Wind World W 4200/600-150 | Wind.World.W4200
570715000000048661 | 1999-01-26 | 600 | 42 | 43.5 | Wind World | W 4200/600-150 | 550 | Tønder | LAND | Arrild | 18 | 496912.21 | 6110573.26 | SDFE2018 | WAR | Wind World W 4200/600-150 | Wind.World.W4200
570715000000048678 | 1999-01-26 | 600 | 42 | 43.5 | Wind World | W 4200/600-150 | 550 | Tønder | LAND | Arrild | 938 | 497370.29 | 6109774.38 | SDFE2018 | WAR | Wind World W 4200/600-150 | Wind.World.W4200
570715000000048814 | 1994-10-18 | 600 | 42 | 45 | Micon | M 1500-600/150 | 550 | Tønder | LAND | Emmerlev | 559 | 479501.56 | 6094233.78 | SDFE2018 | WHØ | Micon M 1500-600/150 | NEG.Micon.M1500.500
570715000000048821 | 1994-10-18 | 600 | 42 | 45 | Micon | M 1500-600/150 | 550 | Tønder | LAND | Emmerlev | 559 | 479502.26 | 6094021.37 | SDFE2018 | WHØ | Micon M 1500-600/150 | NEG.Micon.M1500.500
570715000000048838 | 1994-10-18 | 600 | 42 | 45 | Micon | M 1500-600/150 | 550 | Tønder | LAND | Emmerlev | 559 | 479502.72 | 6093809.07 | SDFE2018 | WHØ | Micon M 1500-600/150 | NEG.Micon.M1500.500
570715000000048845 | 1994-10-18 | 600 | 42 | 45 | Micon | M 1500-600/150 | 550 | Tønder | LAND | Emmerlev | 559 | 479503.69 | 6093596.9 | SDFE2018 | WHØ | Micon M 1500-600/150 | NEG.Micon.M1500.500
570715000000048876 | 1995-05-03 | 600 | 42 | 45 | Micon | M 1500-600/150 | 550 | Tønder | LAND | Rejsby-Ballum | 11 | 478579.6 | 6100031.88 | SDFE2018 | WRB | Micon M 1500-600/150 | NEG.Micon.M1500.500
570715000000048883 | 1995-05-03 | 600 | 42 | 45 | Micon | M 1500-600/150 | 550 | Tønder | LAND | Rejsby-Ballum | 88 | 478840.55 | 6100031.82 | SDFE2018 | WRB | Micon M 1500-600/150 | NEG.Micon.M1500.500
570715000000048890 | 1995-05-03 | 600 | 42 | 45 | Micon | M 1500-600/150 | 550 | Tønder | LAND | Rejsby-Ballum | 219 | 479098.31 | 6100034.64 | SDFE2018 | WRB | Micon M 1500-600/150 | NEG.Micon.M1500.500
570715000000048906 | 1995-05-03 | 600 | 42 | 45 | Micon | M 1500-600/150 | 550 | Tønder | LAND | Rejsby-Ballum | 219 | 479363.3 | 6100037.01 | SDFE2018 | WRB | Micon M 1500-600/150 | NEG.Micon.M1500.500
570715000000048913 | 1995-05-03 | 600 | 42 | 45 | Micon | M 1500-600/150 | 550 | Tønder | LAND | Rejsby-Ballum | 11 | 478610.48 | 6099773.82 | SDFE2018 | WRB | Micon M 1500-600/150 | NEG.Micon.M1500.500
570715000000048920 | 1995-05-03 | 600 | 42 | 45 | Micon | M 1500-600/150 | 550 | Tønder | LAND | Rejsby-Ballum | 11 | 478870.46 | 6099775.37 | SDFE2018 | WRB | Micon M 1500-600/150 | NEG.Micon.M1500.500
570715000000048937 | 1995-05-03 | 600 | 42 | 45 | Micon | M 1500-600/150 | 550 | Tønder | LAND | Rejsby-Ballum | 196 | 479130.61 | 6099776.98 | SDFE2018 | WRB | Micon M 1500-600/150 | NEG.Micon.M1500.500
570715000000048944 | 1995-05-03 | 600 | 42 | 45 | Micon | M 1500-600/150 | 550 | Tønder | LAND | Rejsby-Ballum | 154 | 479389.99 | 6099777.38 | SDFE2018 | WRB | Micon M 1500-600/150 | NEG.Micon.M1500.500
570715000000048951 | 1995-05-03 | 600 | 42 | 45 | Micon | M 1500-600/150 | 550 | Tønder | LAND | Rejsby-Ballum | 8 | 478641.17 | 6099515.75 | SDFE2018 | WRB | Micon M 1500-600/150 | NEG.Micon.M1500.500
570715000000048968 | 1995-05-03 | 600 | 42 | 45 | Micon | M 1500-600/150 | 550 | Tønder | LAND | Rejsby-Ballum | 65 | 478900.89 | 6099517.33 | SDFE2018 | WRB | Micon M 1500-600/150 | NEG.Micon.M1500.500
570715000000048975 | 1995-05-03 | 600 | 42 | 45 | Micon | M 1500-600/150 | 550 | Tønder | LAND | Rejsby-Ballum | 6 | 479160.84 | 6099518.85 | SDFE2018 | WRB | Micon M 1500-600/150 | NEG.Micon.M1500.500
570715000000048982 | 1995-05-03 | 600 | 42 | 45 | Micon | M 1500-600/150 | 550 | Tønder | LAND | Rejsby-Ballum | 97 | 479420.63 | 6099520.41 | SDFE2018 | WRB | Micon M 1500-600/150 | NEG.Micon.M1500.500
570715000000048999 | 1995-05-03 | 600 | 42 | 45 | Micon | M 1500-600/150 | 550 | Tønder | LAND | Rejsby-Ballum | 65 | 478411.84 | 6099255.94 | SDFE2018 | WRB | Micon M 1500-600/150 | NEG.Micon.M1500.500
570715000000049002 | 1995-05-03 | 600 | 42 | 45 | Micon | M 1500-600/150 | 550 | Tønder | LAND | Rejsby-Ballum | 6 | 478671.76 | 6099257.62 | SDFE2018 | WRB | Micon M 1500-600/150 | NEG.Micon.M1500.500
570715000000049019 | 1995-05-03 | 600 | 42 | 45 | Micon | M 1500-600/150 | 550 | Tønder | LAND | Rejsby-Ballum | 65 | 478931.81 | 6099259.19 | SDFE2018 | WRB | Micon M 1500-600/150 | NEG.Micon.M1500.500
570715000000049026 | 1995-05-03 | 600 | 42 | 45 | Micon | M 1500-600/150 | 550 | Tønder | LAND | Rejsby-Ballum | 65 | 479191.76 | 6099260.75 | SDFE2018 | WRB | Micon M 1500-600/150 | NEG.Micon.M1500.500
570715000000049033 | 1995-05-03 | 600 | 42 | 45 | Micon | M 1500-600/150 | 550 | Tønder | LAND | Koldby | 9 | 478182.39 | 6098996.4 | SDFE2018 | WRB | Micon M 1500-600/150 | NEG.Micon.M1500.500
570715000000049040 | 1995-05-03 | 600 | 42 | 45 | Micon | M 1500-600/150 | 550 | Tønder | LAND | Koldby | 140 | 478442.38 | 6098997.9 | SDFE2018 | WRB | Micon M 1500-600/150 | NEG.Micon.M1500.500
570715000000049057 | 1995-05-03 | 600 | 42 | 45 | Micon | M 1500-600/150 | 550 | Tønder | LAND | Koldby | 9 | 478702.39 | 6098999.68 | SDFE2018 | WRB | Micon M 1500-600/150 | NEG.Micon.M1500.500
570715000000049064 | 1995-05-03 | 600 | 42 | 45 | Micon | M 1500-600/150 | 550 | Tønder | LAND | Rejsby-Ballum | 65 | 478962.28 | 6099001.28 | SDFE2018 | WRB | Micon M 1500-600/150 | NEG.Micon.M1500.500
570715000000049071 | 1995-05-03 | 600 | 42 | 45 | Micon | M 1500-600/150 | 550 | Tønder | LAND | Rejsby-Ballum | 65 | 479222.25 | 6099002.72 | SDFE2018 | WRB | Micon M 1500-600/150 | NEG.Micon.M1500.500
570715000000049088 | 1995-05-03 | 600 | 42 | 45 | Micon | M 1500-600/150 | 550 | Tønder | LAND | Rejsby-Ballum | 8 | 479482.02 | 6099004.31 | SDFE2018 | WRB | Micon M 1500-600/150 | NEG.Micon.M1500.500
570715000000049095 | 1995-05-03 | 600 | 42 | 45 | Micon | M 1500-600/150 | 550 | Tønder | LAND | Koldby | 47 | 478213.16 | 6098738.42 | SDFE2018 | WRB | Micon M 1500-600/150 | NEG.Micon.M1500.500
570715000000049101 | 1995-05-03 | 600 | 42 | 45 | Micon | M 1500-600/150 | 550 | Tønder | LAND | Koldby | 4 | 478473.09 | 6098739.85 | SDFE2018 | WRB | Micon M 1500-600/150 | NEG.Micon.M1500.500
570715000000049118 | 1995-05-03 | 600 | 42 | 45 | Micon | M 1500-600/150 | 550 | Tønder | LAND | Koldby | 2 | 478732.61 | 6098741.37 | SDFE2018 | WRB | Micon M 1500-600/150 | NEG.Micon.M1500.500
570715000000049125 | 1995-05-03 | 600 | 42 | 45 | Micon | M 1500-600/150 | 550 | Tønder | LAND | Koldby | 8 | 479252.45 | 6098744.55 | SDFE2018 | WRB | Micon M 1500-600/150 | NEG.Micon.M1500.500
570715000000049132 | 1995-05-03 | 600 | 42 | 45 | Micon | M 1500-600/150 | 550 | Tønder | LAND | Koldby | 5 | 478244.39 | 6098480.25 | SDFE2018 | WRB | Micon M 1500-600/150 | NEG.Micon.M1500.500
570715000000049149 | 1995-05-03 | 600 | 42 | 45 | Micon | M 1500-600/150 | 550 | Tønder | LAND | Koldby | 140 | 478503.89 | 6098481.98 | SDFE2018 | WRB | Micon M 1500-600/150 | NEG.Micon.M1500.500
570715000000049156 | 1995-05-03 | 600 | 42 | 45 | Micon | M 1500-600/150 | 550 | Tønder | LAND | Koldby | 2 | 478763.55 | 6098483.36 | SDFE2018 | WRB | Micon M 1500-600/150 | NEG.Micon.M1500.500
570715000000049163 | 1995-05-03 | 600 | 42 | 45 | Micon | M 1500-600/150 | 550 | Tønder | LAND | Koldby | 5 | 479023.44 | 6098484.86 | SDFE2018 | WRB | Micon M 1500-600/150 | NEG.Micon.M1500.500
570715000000049170 | 1995-05-03 | 600 | 42 | 45 | Micon | M 1500-600/150 | 550 | Tønder | LAND | Koldby | 7 | 479283.65 | 6098486.69 | SDFE2018 | WRB | Micon M 1500-600/150 | NEG.Micon.M1500.500
570715000000049187 | 1995-05-03 | 600 | 42 | 45 | Micon | M 1500-600/150 | 550 | Tønder | LAND | Hjerpsted | 170 | 478534.39 | 6098223.81 | SDFE2018 | WRB | Micon M 1500-600/150 | NEG.Micon.M1500.500
570715000000049194 | 1995-05-03 | 600 | 42 | 45 | Micon | M 1500-600/150 | 550 | Tønder | LAND | Hjerpsted | 5 | 478794.54 | 6098225.29 | SDFE2018 | WRB | Micon M 1500-600/150 | NEG.Micon.M1500.500
570715000000049200 | 1995-05-03 | 600 | 42 | 45 | Micon | M 1500-600/150 | 550 | Tønder | LAND | Hjerpsted | 125 | 479054.34 | 6098226.75 | SDFE2018 | WRB | Micon M 1500-600/150 | NEG.Micon.M1500.500
570715000000049217 | 1995-05-03 | 600 | 42 | 45 | Micon | M 1500-600/150 | 550 | Tønder | LAND | Hjerpsted | 20 | 479314.46 | 6098228.45 | SDFE2018 | WRB | Micon M 1500-600/150 | NEG.Micon.M1500.500
570715000000049224 | 1995-05-03 | 600 | 42 | 45 | Micon | M 1500-600/150 | 550 | Tønder | LAND | Koldby | 8 | 479573.8 | 6098230.16 | SDFE2018 | WRB | Micon M 1500-600/150 | NEG.Micon.M1500.500
570715000000049231 | 1995-05-03 | 600 | 42 | 45 | Micon | M 1500-600/150 | 550 | Tønder | LAND | Hjerpsted | 285 | 478825.02 | 6097967 | SDFE2018 | WRB | Micon M 1500-600/150 | NEG.Micon.M1500.500
570715000000049248 | 1995-05-03 | 600 | 42 | 45 | Micon | M 1500-600/150 | 550 | Tønder | LAND | Hjerpsted | 125 | 479084.99 | 6097968.79 | SDFE2018 | WRB | Micon M 1500-600/150 | NEG.Micon.M1500.500
570715000000049255 | 1995-05-03 | 600 | 42 | 45 | Micon | M 1500-600/150 | 550 | Tønder | LAND | Hjerpsted | 20 | 479344.93 | 6097970.22 | SDFE2018 | WRB | Micon M 1500-600/150 | NEG.Micon.M1500.500
570715000000033957 | 1996-04-11 | 600 | 44 | 45 | Vestas Wind Systems A/S | V 44-600 | 561 | Esbjerg | LAND | Guldager | 12a | 462157.02 | 6155419.86 | SDFE2018 | 59720 | Vestas Wind Systems A/S V 44-600 | Vestas.V44.600
570715000000034060 | 1997-01-22 | 600 | 44 | 45 | Vestas Wind Systems A/S | V 44-600 | 561 | Esbjerg | LAND | St Darum by | 58h | 479307.72 | 6143419.03 | SDFE2018 | 60109 | Vestas Wind Systems A/S V 44-600 | Vestas.V44.600
570715000000034077 | 1997-01-22 | 600 | 44 | 45 | Vestas Wind Systems A/S | V 44-600 | 561 | Esbjerg | LAND | St Darum by | 58h | 479274.92 | 6143602.37 | SDFE2018 | 60110 | Vestas Wind Systems A/S V 44-600 | Vestas.V44.600
570715000000034084 | 1997-01-17 | 600 | 44 | 45 | Vestas Wind Systems A/S | V 44-600 | 561 | Esbjerg | LAND | St Darum by | 58h | 479243 | 6143786.02 | SDFE2018 | 60111 | Vestas Wind Systems A/S V 44-600 | Vestas.V44.600
570715000000034244 | 1997-01-17 | 600 | 44 | 45 | Vestas Wind Systems A/S | V 44-600 | 561 | Esbjerg | LAND | Guldager By | 16e | 461970.91 | 6155544.99 | Stamdata | 60146 | Vestas Wind Systems A/S V 44-600 | Vestas.V44.600
570715000000034251 | 1997-01-16 | 600 | 44 | 45 | Vestas Wind Systems A/S | V 44-600 | 561 | Esbjerg | LAND | Guldager | 12a | 462171.73 | 6155649.18 | SDFE2018 | 60147 | Vestas Wind Systems A/S V 44-600 | Vestas.V44.600
570715000000034275 | 1996-12-13 | 600 | 44 | 45 | Vestas Wind Systems A/S | V 44-600 | 561 | Esbjerg | LAND | Kokspang by | 3h | 459608.1 | 6157246.7 | SDFE2018 | 60275 | Vestas Wind Systems A/S V 44-600 | Vestas.V44.600
570715000000034282 | 1996-12-13 | 600 | 44 | 45 | Vestas Wind Systems A/S | V 44-600 | 561 | Esbjerg | LAND | Kokspang by | 3h | 459780.79 | 6157203.19 | SDFE2018 | 60276 | Vestas Wind Systems A/S V 44-600 | Vestas.V44.600
570715000000034503 | 1997-07-11 | 600 | 45 | 45 | Wincon | W 600/45 | 561 | Esbjerg | LAND | Krogsgård Hgd | 5a | 471178.26 | 6147546.78 | SDFE2018 | 60811 | Wincon W 600/45 | Nordtank.NTK600
570715000000034589 | 1998-05-14 | 600 | 44 | 50 | Vestas Wind Systems A/S | V 44-600 | 561 | Esbjerg | LAND | Terpager by | 5c | 479480.09 | 6145614.42 | SDFE2018 | 61262 | Vestas Wind Systems A/S V 44-600 | Vestas.V44.600
570715000000034596 | 1998-05-14 | 600 | 44 | 50 | Vestas Wind Systems A/S | V 44-600 | 561 | Esbjerg | LAND | Terpager by | 5c | 479643.74 | 6145517.7 | SDFE2018 | 61263 | Vestas Wind Systems A/S V 44-600 | Vestas.V44.600
570715000000034602 | 1998-05-13 | 600 | 44 | 50 | Vestas Wind Systems A/S | V 44-600 | 561 | Esbjerg | LAND | Terpager by | 5c | 479809.77 | 6145419.58 | SDFE2018 | 61264 | Vestas Wind Systems A/S V 44-600 | Vestas.V44.600
570715000000034725 | 1998-09-10 | 600 | 44 | 45 | Vestas Wind Systems A/S | V 44-600 | 561 | Esbjerg | LAND | Guldager | 42b | 461991.99 | 6155800.82 | Stamdata | 61531 | Vestas Wind Systems A/S V 44-600 | Vestas.V44.600
570715000000034886 | 1998-12-12 | 600 | 44 | 45 | Vestas Wind Systems A/S | V 44-600 | 561 | Esbjerg | LAND | Guldager | 12a | 462382.21 | 6155755.98 | SDFE2018 | 61773 | Vestas Wind Systems A/S V 44-600 | Vestas.V44.600
570715000000035418 | 1996-12-20 | 600 | 0.1 | 0.1 | Ukendt | Ukendt | 561 | Esbjerg | LAND | Veldbæk | 5i | 470095.76 | 6146028.69 | SDFE2018 | 135659 | Ukendt Ukendt | 0
570715000000035425 | 1996-12-20 | 600 | 0.1 | 44.5 | Nordtank | NTK 600/43-44,5 | 561 | Esbjerg | LAND | Veldbæk | 5i | 469983.1 | 6146201.75 | SDFE2018 | 135658 | Nordtank NTK 600/43-44,5 | Nordtank.NTK600
570715000000035432 | 1996-12-20 | 600 | 43 | 44.5 | Nordtank | NTK 600/43-44,5 | 561 | Esbjerg | LAND | Veldbæk | 13a | 469862.78 | 6146384.28 | SDFE2018 | 135657 | Nordtank NTK 600/43-44,5 | Nordtank.NTK600
570715000000035449 | 1996-12-20 | 600 | 0.1 | 0.1 | Ukendt | Ukendt | 561 | Esbjerg | LAND | Veldbæk | 13a | 469858.03 | 6146065.56 | Stamdata | 135656 | Ukendt Ukendt | 0
570715000000035456 | 1996-12-20 | 600 | 0.1 | 0.1 | Ukendt | Ukendt | 561 | Esbjerg | LAND | Veldbæk | 13a | 469714.51 | 6146308.89 | SDFE2018 | 135655 | Ukendt Ukendt | 0
570715000000033964 | 1996-05-13 | 600 | 44 | 45 | Vestas Wind Systems A/S | V 44-600 | 573 | Varde | LAND | Hessel By | 1c | 480066.87 | 6171451.72 | SDFE2018 | 59731 | Vestas Wind Systems A/S V 44-600 | Vestas.V44.600
570715000000034015 | 1996-10-25 | 600 | 44 | 39 | Vestas Wind Systems A/S | V 44-600 | 573 | Varde | LAND | Hyllerslev | 9b | 462526.99 | 6165343.49 | SDFE2018 | 59800 | Vestas Wind Systems A/S V 44-600 | Vestas.V44.600
570715000000034022 | 1996-10-25 | 600 | 44 | 39 | Vestas Wind Systems A/S | V 44-600 | 573 | Varde | LAND | Hyllerslev | 9b | 462473.69 | 6165125.3 | SDFE2018 | 59801 | Vestas Wind Systems A/S V 44-600 | Vestas.V44.600
570715000000034145 | 1997-05-01 | 600 | 44 | 46 | Vestas Wind Systems A/S | V 44-600 | 573 | Varde | LAND | Gammelgård | 12 | 457298.36 | 6178109.14 | SDFE2018 | 60136 | Vestas Wind Systems A/S V 44-600 | Vestas.V44.600
570715000000034152 | 1997-05-01 | 600 | 44 | 45 | Vestas Wind Systems A/S | V 44-600 | 573 | Varde | LAND | Gammelgård | 7a | 457304 | 6177835.42 | SDFE2018 | 60137 | Vestas Wind Systems A/S V 44-600 | Vestas.V44.600
570715000000034169 | 1997-05-01 | 600 | 44 | 45 | Vestas Wind Systems A/S | V 44-600 | 573 | Varde | LAND | Dejrup by | 7a | 457028.33 | 6177805.29 | SDFE2018 | 60138 | Vestas Wind Systems A/S V 44-600 | Vestas.V44.600
570715000000034176 | 1997-01-28 | 600 | 44 | 45 | Vestas Wind Systems A/S | V 44-600 | 573 | Varde | LAND | Hallum By | 6a | 467088.51 | 6179601.29 | SDFE2018 | 60139 | Vestas Wind Systems A/S V 44-600 | Vestas.V44.600
570715000000034183 | 1997-01-15 | 600 | 44 | 45 | Vestas Wind Systems A/S | V 44-600 | 573 | Varde | LAND | Hallum By | 6a | 466934.54 | 6179316.22 | SDFE2018 | 60140 | Vestas Wind Systems A/S V 44-600 | Vestas.V44.600
570715000000034190 | 1997-01-09 | 600 | 44 | 45 | Vestas Wind Systems A/S | V 44-600 | 573 | Varde | LAND | Hallum By | 1a | 466718.04 | 6179575.79 | SDFE2018 | 60141 | Vestas Wind Systems A/S V 44-600 | Vestas.V44.600
570715000000034206 | 1997-01-09 | 600 | 44 | 45 | Vestas Wind Systems A/S | V 44-600 | 573 | Varde | LAND | Hallum By | 1a | 466547.93 | 6179297.12 | SDFE2018 | 60142 | Vestas Wind Systems A/S V 44-600 | Vestas.V44.600
570715000000034213 | 1996-12-20 | 600 | 44 | 45 | Vestas Wind Systems A/S | V 44-600 | 573 | Varde | LAND | Kvong By | 8n | 466273.22 | 6179544.32 | SDFE2018 | 60143 | Vestas Wind Systems A/S V 44-600 | Vestas.V44.600
570715000000034220 | 1997-06-26 | 600 | 44 | 45 | Vestas Wind Systems A/S | V 44-600 | 573 | Varde | LAND | Gestengene | 190 | 456748.63 | 6183671.24 | SDFE2018 | 60144 | Vestas Wind Systems A/S V 44-600 | Vestas.V44.600
570715000000034237 | 1997-06-26 | 600 | 44 | 45 | Vestas Wind Systems A/S | V 44-600 | 573 | Varde | LAND | Gestengene | 151a | 457078.43 | 6183787.85 | SDFE2018 | 60145 | Vestas Wind Systems A/S V 44-600 | Vestas.V44.600
570715000000034558 | 1998-05-15 | 600 | 44 | 45 | Vestas Wind Systems A/S | V 44-600 | 573 | Varde | LAND | Lundager by | 1d | 459553.17 | 6177932.2 | SDFE2018 | 61127 | Vestas Wind Systems A/S V 44-600 | Vestas.V44.600
570715000000034565 | 1998-05-15 | 600 | 44 | 45 | Vestas Wind Systems A/S | V 44-600 | 573 | Varde | LAND | Lundager by | 2a | 459784.75 | 6177606.48 | Stamdata | 61128 | Vestas Wind Systems A/S V 44-600 | Vestas.V44.600
570715000000034619 | 1998-03-27 | 600 | 44 | 45 | Vestas Wind Systems A/S | V 44-600 | 573 | Varde | LAND | Rousthøje by | 13q | 473892.87 | 6161939.56 | Stamdata | 61265 | Vestas Wind Systems A/S V 44-600 | Vestas.V44.600
570715000000034695 | 1998-07-01 | 600 | 43 | 44.5 | Ukendt | Ukendt | 573 | Varde | LAND | Sdr Starup Bu | 1f | 488850.58 | 6165372.89 | SDFE2018 | 61528 | Ukendt Ukendt | 0
570715000000034732 | 1998-09-23 | 600 | 44 | 45 | Vestas Wind Systems A/S | V 44-600 | 573 | Varde | LAND | Tarp by, Ende | 6a | 461457.07 | 6182082.38 | SDFE2018 | 61532 | Vestas Wind Systems A/S V 44-600 | Vestas.V44.600
570715000000034862 | 1998-12-17 | 600 | 43 | 44.5 | Ukendt | Ukendt | 573 | Varde | LAND | Sdr Starup By | 1b | 488929.03 | 6165076.04 | SDFE2018 | 61721 | Ukendt Ukendt | 0
570715000000024108 | 1997-02-15 | 600 | 48 | 46.4 | NEG Micon | NM 600/150/48 | 575 | Vejen | LAND | Ravnholt by | 2a | 513257.74 | 6156898.89 | SDFE2018 | 200800 | NEG Micon NM 600/150/48 | NEG.Micon.NM48.750
570715000000024115 | 1997-02-16 | 600 | 48 | 46.4 | NEG Micon | NM 600/150/48 | 575 | Vejen | LAND | Ravnholt by | 2adel3 | 513076.09 | 6156996.56 | SDFE2018 | 200806 | NEG Micon NM 600/150/48 | NEG.Micon.NM48.750
570715000000024122 | 1997-02-15 | 600 | 48 | 46 | NEG Micon | NM 1800-600/150 | 575 | Vejen | LAND | Ravnholt by | 2adel2 | 512895.32 | 6157095.35 | SDFE2018 | 2200807 | NEG Micon NM 1800-600/150 | NEG.Micon.M1500.750
570715000000024139 | 1997-07-09 | 600 | 48 | 46 | NEG Micon | NM 1800-600/150 | 575 | Vejen | LAND | Vester Gesten by | 1a | 512056.75 | 6151558.37 | SDFE2018 | 2201104 | NEG Micon NM 1800-600/150 | NEG.Micon.M1500.750
570715000000024146 | 1997-09-25 | 600 | 44 | 55 | Vestas Wind Systems A/S | V 44-600 | 575 | Vejen | LAND | Gamst by | 1aq | 513210.24 | 6148778.59 | SDFE2018 | 201485 | Vestas Wind Systems A/S V 44-600 | Vestas.V44.600
570715000000024153 | 1997-10-20 | 600 | 48 | 46.4 | NEG Micon | NM 600/150/48 | 575 | Vejen | LAND | Gesten | 6a | 512192.14 | 6154048.18 | SDFE2018 | 201531 | NEG Micon NM 600/150/48 | NEG.Micon.NM48.750
570715000000024160 | 1997-10-20 | 600 | 48 | 48 | NEG Micon | NM 1800-600/150 | 575 | Vejen | LAND | Gesten | 11e | 512807.35 | 6152198.23 | SDFE2018 | 2201532 | NEG Micon NM 1800-600/150 | NEG.Micon.M1500.750
570715000000024184 | 1998-07-08 | 600 | 48 | 46 | NEG Micon | NM 600/48 | 575 | Vejen | LAND | Skødegård | 1be | 509972.76 | 6162033.65 | SDFE2018 | 2202090 | NEG Micon NM 600/48 | NEG.Micon.NM48.750
570715000000024191 | 1998-07-08 | 600 | 48 | 46 | NEG Micon | NM 600/48 | 575 | Vejen | LAND | Skødegård | 1be | 509934.43 | 6161733.68 | SDFE2018 | 2202090 | NEG Micon NM 600/48 | NEG.Micon.NM48.750
570715000000034039 | 1996-06-21 | 600 | 44 | 45 | BONUS | Cockie M/C2 | 575 | Vejen | LAND | Tirslund By | 1q | 495200.26 | 6147930.46 | Stamdata | 59909 | BONUS Cockie M/C2 | Bonus.B44.600
570715000000034510 | 1997-11-14 | 600 | 43 | 44.5 | Ukendt | Ukendt | 575 | Vejen | LAND | Sekær Gde | 1b | 494273.93 | 6155564.79 | SDFE2018 | 60902 | Ukendt Ukendt | 0
570715000000034527 | 1997-11-18 | 600 | 43 | 44 | Ukendt | Ukendt | 575 | Vejen | LAND | Stenderup by | 13c | 490960.41 | 6143553.52 | SDFE2018 | 60903 | Ukendt Ukendt | 0
570715000000034657 | 1998-03-11 | 600 | 43 | 44.5 | Ukendt | Ukendt | 575 | Vejen | LAND | Sekær Gde | 1b | 494286.79 | 6155352.56 | SDFE2018 | 61313 | Ukendt Ukendt | 0
570715000000035005 | 1998-12-21 | 600 | 45 | 45 | Wincon | W 600/45 | 575 | Vejen | LAND | Stenderup by | 15a | 490794.35 | 6143670.17 | Stamdata | 61811 | Wincon W 600/45 | Nordtank.NTK600
570715000000035647 | 2000-05-29 | 600 | 45 | 45 | Wincon | W 600/45 | 575 | Vejen | LAND | Sønderager | 15a | 491129.21 | 6143433.58 | SDFE2018 | 62245 | Wincon W 600/45 | Nordtank.NTK600
570715000000047893 | 1999-05-10 | 600 | 44 | 45 | BONUS | 600 - MK lV | 575 | Vejen | LAND | Fæsted | 20 | 497746.69 | 6132028.56 | SDFE2018 | 90538 | BONUS 600 - MK lV | Bonus.B44.600
570715000000045431 | 1996-10-21 | 600 | 44 | 46 | BONUS | MK lll | 580 | Aabenraa | LAND | Klovtoft | 236 | 510674.37 | 6100973.18 | SDFE2018 | 22806 | BONUS MK lll | Bonus.B54.1000
570715000000048852 | 1999-04-14 | 600 | 42 | 45.5 | Wind World | W 4200/600-150 | 580 | Aabenraa | LAND | Hellevad | 40 | 513452.5 | 6105175.28 | SDFE2018 | WKA | Wind World W 4200/600-150 | Wind.World.W4200
570715000000049545 | 1999-02-19 | 600 | 48 | 46 | NEG Micon | NM 600/48 | 580 | Aabenraa | LAND | Holbøl sogn | 104 | 525742.48 | 6084692.59 | SDFE2018 | 200111 | NEG Micon NM 600/48 | NEG.Micon.NM48.750
570715000000049972 | 1999-02-19 | 600 | 48 | 46 | NEG Micon | NM 600/48 | 580 | Aabenraa | LAND | Vilsbæk, Holbøl | 103 | 525374.04 | 6084512.24 | SDFE2018 | 200205 | NEG Micon NM 600/48 | NEG.Micon.NM48.750
570715000000049989 | 1999-05-26 | 600 | 48 | 46 | NEG Micon | NM 600/48 | 580 | Aabenraa | LAND | Vilsbæk, Holbøl | 37 | 525611.31 | 6084489.21 | SDFE2018 | 200205 | NEG Micon NM 600/48 | NEG.Micon.NM48.750
570715000000049996 | 2000-01-27 | 600 | 48 | 46 | NEG Micon | NM 600/48 | 580 | Aabenraa | LAND | Vilsbæk, Holbøl | 37 | 525501.54 | 6084714.48 | SDFE2018 | 200205 | NEG Micon NM 600/48 | NEG.Micon.NM48.750
570715000000050060 | 1996-12-03 | 600 | 44 | 40 | Vestas Wind Systems A/S | V 44-600 | 580 | Aabenraa | LAND | Vollerup Bjolderup | 300 | 512751.91 | 6093526.89 | SDFE2018 | 200213 | Vestas Wind Systems A/S V 44-600 | Vestas.V44.600
570715000000050077 | 1996-10-09 | 600 | 44 | 40 | Vestas Wind Systems A/S | V 44-600 | 580 | Aabenraa | LAND | Hjolderup | 85 | 513952.92 | 6096663.25 | SDFE2018 | 200214 | Vestas Wind Systems A/S V 44-600 | Vestas.V44.600
570715000000050169 | 1995-08-22 | 600 | 48 | 46 | NEG Micon | NM 600/48 | 580 | Aabenraa | LAND | Hokkerup Bov | 10 | 533938.38 | 6083446.73 | SDFE2018 | 200216 | NEG Micon NM 600/48 | NEG.Micon.NM48.750
570715000000027376 | 1997-12-01 | 600 | 48 | 46 | NEG Micon | NM 1800-600/150 | 607 | Fredericia | LAND | Stallerup by, Bredstrup | 3d | 543711.69 | 6160344.9 | SDFE2018 | 136344 | NEG Micon NM 1800-600/150 | NEG.Micon.M1500.750
570715000000027383 | 1997-12-01 | 600 | 48 | 46 | NEG Micon | NM 1800-600/150 | 607 | Fredericia | LAND | Stallerup by, Bredstrup | 2c | 543415.99 | 6160289.37 | SDFE2018 | 136344 | NEG Micon NM 1800-600/150 | NEG.Micon.M1500.750
570715000000025228 | 1998-12-01 | 600 | 44 | 40 | BONUS | 0,6 MW - 690 V | 615 | Horsens | LAND | Hatting By, Hatting | 12b | 547336.45 | 6188707.58 | SDFE2018 | 300201 | BONUS 0,6 MW - 690 V | Bonus.B44.600
570715000000050688 | 1997-11-03 | 600 | 48 | 46 | Micon | M 1800 | 621 | Kolding | LAND | Seggelund, Christiansfeld | 67 | 531121.37 | 6130798.86 | SDFE2018 | 200253 | Micon M 1800 | NEG.Micon.M1500.750
570715000000050695 | 1997-11-03 | 600 | 48 | 46 | Micon | M 1800 | 621 | Kolding | LAND | Vedsted | 1 | 531650.07 | 6131195.94 | SDFE2018 | 200254 | Micon M 1800 | NEG.Micon.M1500.750
570715000000025754 | 1997-10-27 | 600 | 44 | 40.5 | Vestas Wind Systems A/S | V 44-600 | 630 | Vejle | LAND | Ulkind by, Ringive | 3p | 507236.06 | 6187644 | SDFE2018 | 16070 | Vestas Wind Systems A/S V 44-600 | Vestas.V44.600
570715000000025761 | 1998-01-14 | 600 | 44 | 40.5 | Vestas Wind Systems A/S | V 44-600 | 630 | Vejle | LAND | Ringive | 4a | 512485.67 | 6182726.56 | SDFE2018 | 16072 | Vestas Wind Systems A/S V 44-600 | Vestas.V44.600
570715000000025778 | 1998-02-12 | 600 | 43 | 40 | Nordex | N 43/600 | 630 | Vejle | LAND | Farre by | 14 | 514896.31 | 6184507.21 | SDFE2018 | 16073 | Nordex N 43/600 | Nordex.N43.600
570715000000025785 | 1998-04-21 | 600 | 43 | 40 | Nordex | N 43/600 | 630 | Vejle | LAND | Sillesthoved | 2b m.fl | 514071.08 | 6186758.81 | SDFE2018 | 16074 | Nordex N 43/600 | Nordex.N43.600
570715000000025822 | 1998-11-20 | 600 | 43 | 40 | Nordex | N 43/600 | 630 | Vejle | LAND | Farre by | 12b | 517302.4 | 6183397.27 | SDFE2018 | 16076 | Nordex N 43/600 | Nordex.N43.600
570715000000025877 | 1998-11-20 | 600 | 44 | 40.5 | Vestas Wind Systems A/S | V 44-600 | 630 | Vejle | LAND | Oksenbjerge by | 1q | 519017.56 | 6191256.8 | SDFE2018 | 16078 | Vestas Wind Systems A/S V 44-600 | Vestas.V44.600
570715000000025884 | 1999-01-18 | 600 | 43 | 40 | Nordex | N 43/600 | 630 | Vejle | LAND | Give by, Give | 15b | 514972.39 | 6186891.95 | SDFE2018 | 16079 | Nordex N 43/600 | Nordex.N43.600
570715000000025891 | 1999-05-07 | 600 | 44 | 41.5 | Vestas Wind Systems A/S | V 44 | 630 | Vejle | LAND | Lønå by | 4b | 514719.22 | 6193665.05 | SDFE2018 | 16080 | Vestas Wind Systems A/S V 44 | Vestas.V44.600
570715000000026034 | 2000-11-21 | 600 | 43 | 46 | Nordex | N 43/600 | 630 | Vejle | LAND | Østerhoved, Givskud | 2a | 517841.1 | 6187458.47 | SDFE2018 | 16091 | Nordex N 43/600 | Nordex.N43.600
570715000000026157 | 2001-05-03 | 600 | 44 | 40 | Vestas Wind Systems A/S | V 44-600 | 630 | Vejle | LAND | Oksenbjerge by | 4a | 518097.06 | 6191554.09 | SDFE2018 | 16100 | Vestas Wind Systems A/S V 44-600 | Vestas.V44.600
570715000000055799 | 2002-01-08 | 600 | 43 | 40 | Nordex | N 43 - MK lll | 630 | Vejle | LAND | Tofthøj Gadbjerg | 6a | 522293.55 | 6180814.06 | SDFE2018 | 60-195 | Nordex N 43 - MK lll | Nordex.N43.600
570715000000044533 | 1996-06-24 | 600 | 44 | 50 | Vestas Wind Systems A/S | V 44-600 | 657 | Herning | LAND | Stovbæk Aulum | 1a | 490595.46 | 6239134.64 | SDFE2018 | 7141229 | Vestas Wind Systems A/S V 44-600 | Vestas.V44.600
570715000000044540 | 1996-07-10 | 600 | 43 | 40 | NEG Micon | NM 1500-600/150 | 657 | Herning | LAND | Trøstrupgaard | 5a | 487739.49 | 6221430.05 | SDFE2018 | 7141230 | NEG Micon NM 1500-600/150 | NEG.Micon.M1500.750
570715000000044564 | 1998-02-09 | 600 | 44 | 45 | BONUS | 600 - MK lV | 657 | Herning | LAND | Asbjerg By, Sinding | 5a | 491287.64 | 6227173.25 | SDFE2018 | 7141232 | BONUS 600 - MK lV | Bonus.B44.600
570715000000044571 | 1997-10-20 | 600 | 44 | 50 | Vestas Wind Systems A/S | V 44-600 | 657 | Herning | LAND | Blindkilde, Vinding | 1a | 481476.01 | 6237800.58 | SDFE2018 | 7141233 | Vestas Wind Systems A/S V 44-600 | Vestas.V44.600
570715000000044595 | 1997-10-20 | 600 | 44 | 50 | Vestas Wind Systems A/S | V 44-600 | 657 | Herning | LAND | Blindkilde, Vinding | 1a | 481518.41 | 6237562.25 | SDFE2018 | 7141234 | Vestas Wind Systems A/S V 44-600 | Vestas.V44.600
570715000000044618 | 1997-10-20 | 600 | 44 | 50 | Vestas Wind Systems A/S | V 44-600 | 657 | Herning | LAND | Blindkilde, Vinding | 1a | 481605.67 | 6237082.04 | SDFE2018 | 7141235 | Vestas Wind Systems A/S V 44-600 | Vestas.V44.600
570715000000044632 | 1998-07-02 | 600 | 48 | 50 | NEG Micon | NM 600/48 | 657 | Herning | LAND | Kibæk By, Assing | 8a | 489732.93 | 6206022.33 | SDFE2018 | 7141399 | NEG Micon NM 600/48 | NEG.Micon.NM48.750
570715000000044649 | 1998-07-02 | 600 | 48 | 50 | NEG Micon | NM 1800-600/150 | 657 | Herning | LAND | Kibæk By, Assing | 1c | 489807.57 | 6206175.15 | SDFE2018 | 7141400 | NEG Micon NM 1800-600/150 | NEG.Micon.M1500.750
570715000000044830 | 1999-06-07 | 600 | 44 | 50 | Vestas Wind Systems A/S | V 44-600 | 657 | Herning | LAND | Tovstrup By, Snejbjerg | 2f | 493063.09 | 6218775.32 | SDFE2018 | 7142087 | Vestas Wind Systems A/S V 44-600 | Vestas.V44.600
570715000000044847 | 1999-06-07 | 600 | 44 | 50 | Vestas Wind Systems A/S | V 44-600 | 657 | Herning | LAND | Tovstrup By, Snejbjerg | 2f | 493055.85 | 6218574.72 | SDFE2018 | 7142088 | Vestas Wind Systems A/S V 44-600 | Vestas.V44.600
570715000000044854 | 1999-06-04 | 600 | 44 | 50 | Vestas Wind Systems A/S | V 44-600 | 657 | Herning | LAND | Tovstrup By, Snejbjerg | 3a | 493048.35 | 6218375.38 | SDFE2018 | 7142089 | Vestas Wind Systems A/S V 44-600 | Vestas.V44.600
570715000000038105 | 1996-10-10 | 600 | 43 | 46 | NEG Micon | NM 1500-600/150 | 661 | Holstebro | LAND | Falsig By, Navr | 1g | 467394.63 | 6248471.33 | SDFE2018 | 40115185 | NEG Micon NM 1500-600/150 | NEG.Micon.M1500.750
570715000000038112 | 1996-10-10 | 600 | 43 | 46 | NEG Micon | NM 1500-600/150 | 661 | Holstebro | LAND | Falsig By, Navr | 1b | 467430.2 | 6248601.36 | SDFE2018 | 40115185 | NEG Micon NM 1500-600/150 | NEG.Micon.M1500.750
570715000000038129 | 1996-10-10 | 600 | 43 | 46 | NEG Micon | NM 1500-600/150 | 661 | Holstebro | LAND | Falsig By, Navr | 1g | 467465.92 | 6248731.53 | SDFE2018 | 40115185 | NEG Micon NM 1500-600/150 | NEG.Micon.M1500.750
570715000000038136 | 1996-10-10 | 600 | 43 | 46 | NEG Micon | NM 1500-600/150 | 661 | Holstebro | LAND | Falsig By, Navr | 1g | 467501.43 | 6248861.61 | SDFE2018 | 40115185 | NEG Micon NM 1500-600/150 | NEG.Micon.M1500.750
570715000000038143 | 1996-10-10 | 600 | 43 | 46 | NEG Micon | NM 1500-600/150 | 661 | Holstebro | LAND | Falsig By, Navr | 1g | 467536.85 | 6248991.98 | SDFE2018 | 40115185 | NEG Micon NM 1500-600/150 | NEG.Micon.M1500.750
570715000000038150 | 1996-10-10 | 600 | 43 | 46 | NEG Micon | NM 1500-600/150 | 661 | Holstebro | LAND | Falsig By, Navr | 1g | 467572.17 | 6249121.46 | SDFE2018 | 40115185 | NEG Micon NM 1500-600/150 | NEG.Micon.M1500.750
570715000000038174 | 1996-10-21 | 600 | 44 | 40 | Vestas Wind Systems A/S | V 44-600 | 661 | Holstebro | LAND | Den sydøstlige Del, Mejrup | 2g | 483792.78 | 6247995.77 | SDFE2018 | 40117192 | Vestas Wind Systems A/S V 44-600 | Vestas.V44.600
570715000000038273 | 1997-04-01 | 600 | 44 | 50 | Vestas Wind Systems A/S | V 44-600 | 661 | Holstebro | LAND | Bur By, Bur | 4n | 462700.51 | 6248672.72 | SDFE2018 | 40121200 | Vestas Wind Systems A/S V 44-600 | Vestas.V44.600
570715000000038280 | 1997-04-01 | 600 | 44 | 50 | Vestas Wind Systems A/S | V 44-600 | 661 | Holstebro | LAND | Bur By, Bur | 4u | 462639.42 | 6248954.47 | SDFE2018 | 40121200 | Vestas Wind Systems A/S V 44-600 | Vestas.V44.600
570715000000038297 | 1997-04-01 | 600 | 44 | 50 | Vestas Wind Systems A/S | V 44-600 | 661 | Holstebro | LAND | Bur By, Bur | 4v | 462578.46 | 6249236.3 | SDFE2018 | 40121200 | Vestas Wind Systems A/S V 44-600 | Vestas.V44.600
570715000000038303 | 1997-04-01 | 600 | 44 | 50 | Vestas Wind Systems A/S | V 44-600 | 661 | Holstebro | LAND | Bur By, Bur | 9f | 462988.35 | 6248598.83 | SDFE2018 | 40121200 | Vestas Wind Systems A/S V 44-600 | Vestas.V44.600
570715000000038310 | 1997-04-01 | 600 | 44 | 50 | Vestas Wind Systems A/S | V 44-600 | 661 | Holstebro | LAND | Bur By, Bur | 9f | 462927.61 | 6248880.38 | SDFE2018 | 40121200 | Vestas Wind Systems A/S V 44-600 | Vestas.V44.600
570715000000038327 | 1997-04-01 | 600 | 44 | 50 | Vestas Wind Systems A/S | V 44-600 | 661 | Holstebro | LAND | Bur By, Bur | 9p | 462868.04 | 6249161.53 | SDFE2018 | 40121200 | Vestas Wind Systems A/S V 44-600 | Vestas.V44.600
570715000000038334 | 1997-04-01 | 600 | 44 | 50 | Vestas Wind Systems A/S | V 44-600 | 661 | Holstebro | LAND | Bur By, Bur | 9q | 462805.97 | 6249443.41 | SDFE2018 | 40121200 | Vestas Wind Systems A/S V 44-600 | Vestas.V44.600
570715000000038341 | 1997-04-01 | 600 | 44 | 50 | Vestas Wind Systems A/S | V 44-600 | 661 | Holstebro | LAND | Bur By, Bur | 8p | 463371.85 | 6248499.9 | SDFE2018 | 40121200 | Vestas Wind Systems A/S V 44-600 | Vestas.V44.600
570715000000038358 | 1997-04-01 | 600 | 44 | 50 | Vestas Wind Systems A/S | V 44-600 | 661 | Holstebro | LAND | Bur By, Bur | 8t | 463309.28 | 6248781.9 | SDFE2018 | 40121200 | Vestas Wind Systems A/S V 44-600 | Vestas.V44.600
570715000000038365 | 1997-04-01 | 600 | 44 | 50 | Vestas Wind Systems A/S | V 44-600 | 661 | Holstebro | LAND | Bur By, Bur | 8z | 463246.33 | 6249064.07 | SDFE2018 | 40121200 | Vestas Wind Systems A/S V 44-600 | Vestas.V44.600
570715000000038372 | 1997-04-01 | 600 | 44 | 50 | Vestas Wind Systems A/S | V 44-600 | 661 | Holstebro | LAND | Bur By, Bur | 23b | 463184.21 | 6249346.13 | SDFE2018 | 40121200 | Vestas Wind Systems A/S V 44-600 | Vestas.V44.600
570715000000038389 | 1997-04-01 | 600 | 44 | 50 | Vestas Wind Systems A/S | V 44-600 | 661 | Holstebro | LAND | Bur By, Bur | 17g | 463747.64 | 6248403.15 | SDFE2018 | 40121200 | Vestas Wind Systems A/S V 44-600 | Vestas.V44.600
570715000000038396 | 1997-04-01 | 600 | 44 | 50 | Vestas Wind Systems A/S | V 44-600 | 661 | Holstebro | LAND | Bur By, Bur | 17p | 463685.11 | 6248685.14 | SDFE2018 | 40121200 | Vestas Wind Systems A/S V 44-600 | Vestas.V44.600
570715000000038402 | 1997-04-01 | 600 | 44 | 50 | Vestas Wind Systems A/S | V 44-600 | 661 | Holstebro | LAND | Bur By, Bur | 17i | 463622.23 | 6248967.04 | SDFE2018 | 40121200 | Vestas Wind Systems A/S V 44-600 | Vestas.V44.600
570715000000038419 | 1997-04-01 | 600 | 44 | 50 | Vestas Wind Systems A/S | V 44-600 | 661 | Holstebro | LAND | Bur By, Bur | 17k | 463560.04 | 6249249.12 | SDFE2018 | 40121200 | Vestas Wind Systems A/S V 44-600 | Vestas.V44.600
570715000000038648 | 1997-07-01 | 600 | 44 | 45 | Vestas Wind Systems A/S | V 44-600 | 661 | Holstebro | LAND | Hvam, Borbjerg | 8a | 482138.6 | 6251622.46 | SDFE2018 | 40126233 | Vestas Wind Systems A/S V 44-600 | Vestas.V44.600
570715000000043604 | 1997-09-16 | 600 | 44 | 50 | Vestas Wind Systems A/S | V 44-600 | 661 | Holstebro | LAND | Rydhave Hgd., Ryde | 1bø | 486214.71 | 6256883.86 | SDFE2018 | 1254 | Vestas Wind Systems A/S V 44-600 | Vestas.V44.600
570715000000043611 | 1997-09-16 | 600 | 44 | 45 | Vestas Wind Systems A/S | V 44-600 | 661 | Holstebro | LAND | Rydhave Hgd., Ryde | 1bu | 486164.32 | 6256664.43 | SDFE2018 | 1254 | Vestas Wind Systems A/S V 44-600 | Vestas.V44.600
570715000000043628 | 1997-12-01 | 600 | 44 | 45 | Vestas Wind Systems A/S | V 44-600 | 661 | Holstebro | LAND | Rydhave Hgd., Ryde | 1bn | 486379.88 | 6256725.41 | SDFE2018 | 1254 | Vestas Wind Systems A/S V 44-600 | Vestas.V44.600
570715000000037108 | 1996-12-30 | 600 | 44 | 46 | BONUS | 600 - MK lV | 665 | Lemvig | LAND | Den sydlige Del, Harboøre | 155b | 448882.61 | 6275325.27 | SDFE2018 | 40073097 | BONUS 600 - MK lV | Bonus.B44.600
570715000000037603 | 1996-05-09 | 600 | 43 | 40.5 | Nordex | N 43 | 665 | Lemvig | LAND | Rom By, Rom | 11g | 456128.39 | 6264529.02 | SDFE2018 | 40105143 | Nordex N 43 | Nordex.N43.600
570715000000037818 | 1996-05-09 | 600 | 43 | 40 | NEG Micon | NM 1500-600/150 | 665 | Lemvig | LAND | Bækmark Hovedgård, Flynder | 49x | 454390.531 | 6252675.002 | Stamdata | 40110 | NEG Micon NM 1500-600/150 | NEG.Micon.M1500.750
570715000000037825 | 1996-05-09 | 600 | 43 | 40 | NEG Micon | NM 1500-600/150 | 665 | Lemvig | LAND | Bækmark Hovedgård, Flynder | 49y | 454190.74 | 6252589.48 | SDFE2018 | 40110161 | NEG Micon NM 1500-600/150 | NEG.Micon.M1500.750
570715000000037832 | 1996-05-09 | 600 | 43 | 40 | NEG Micon | NM 1500-600/150 | 665 | Lemvig | LAND | Bækmark Hovedgård, Flynder | 49z | 454364.969 | 6252459.041 | Stamdata | 40110 | NEG Micon NM 1500-600/150 | NEG.Micon.M1500.750
570715000000037948 | 1996-04-25 | 600 | 43 | 40 | NEG Micon | NM 1500-600/150 | 665 | Lemvig | LAND | Brørup By, Bøvling | 2a | 450095.3 | 6254002.23 | SDFE2018 | 40112172 | NEG Micon NM 1500-600/150 | NEG.Micon.M1500.750
570715000000037955 | 1996-04-25 | 600 | 43 | 40 | NEG Micon | NM 1500-600/150 | 665 | Lemvig | LAND | Brørup By, Bøvling | 2f | 450181.47 | 6253904.54 | SDFE2018 | 40112172 | NEG Micon NM 1500-600/150 | NEG.Micon.M1500.750
570715000000037979 | 1996-07-04 | 600 | 43 | 40 | NEG Micon | NM 1500-600/150 | 665 | Lemvig | LAND | Bækmark Hovedgård, Flynder | 42r | 455362.98 | 6255781.55 | SDFE2018 | 40113174 | NEG Micon NM 1500-600/150 | NEG.Micon.M1500.750
570715000000037986 | 1996-07-04 | 600 | 43 | 40 | NEG Micon | NM 1500-600/150 | 665 | Lemvig | LAND | Bækmark Hovedgård, Flynder | 42q | 455274.04 | 6255902.59 | SDFE2018 | 40113174 | NEG Micon NM 1500-600/150 | NEG.Micon.M1500.750
570715000000037993 | 1996-07-04 | 600 | 43 | 40 | NEG Micon | NM 1500-600/150 | 665 | Lemvig | LAND | Bækmark Hovedgård, Flynder | 42p | 455181.61 | 6256023.78 | SDFE2018 | 40113174 | NEG Micon NM 1500-600/150 | NEG.Micon.M1500.750
570715000000038433 | 1997-05-13 | 600 | 44 | 45 | Vestas Wind Systems A/S | V 44-600 | 665 | Lemvig | LAND | Skalstrup By, Nees | 7ai | 455873.49 | 6247025.68 | SDFE2018 | 40122215 | Vestas Wind Systems A/S V 44-600 | Vestas.V44.600
570715000000038440 | 1997-05-13 | 600 | 44 | 45 | Vestas Wind Systems A/S | V 44-600 | 665 | Lemvig | LAND | Skalstrup By, Nees | 7ad | 455719.4 | 6246711.44 | SDFE2018 | 40122215 | Vestas Wind Systems A/S V 44-600 | Vestas.V44.600
570715000000038457 | 1997-05-13 | 600 | 44 | 45 | Vestas Wind Systems A/S | V 44-600 | 665 | Lemvig | LAND | Skalstrup By, Nees | 17aa | 456223.72 | 6247048.39 | SDFE2018 | 40122215 | Vestas Wind Systems A/S V 44-600 | Vestas.V44.600
570715000000038464 | 1997-05-13 | 600 | 44 | 45 | Vestas Wind Systems A/S | V 44-600 | 665 | Lemvig | LAND | Skalstrup By, Nees | 7ak | 456069.07 | 6246734.63 | SDFE2018 | 40122215 | Vestas Wind Systems A/S V 44-600 | Vestas.V44.600
570715000000038471 | 1997-05-13 | 600 | 44 | 45 | Vestas Wind Systems A/S | V 44-600 | 665 | Lemvig | LAND | Skalstrup By, Nees | 7al | 455913.85 | 6246421.35 | SDFE2018 | 40122215 | Vestas Wind Systems A/S V 44-600 | Vestas.V44.600
570715000000038662 | 1997-12-03 | 600 | 44 | 45 | Vestas Wind Systems A/S | V 44-600 | 665 | Lemvig | LAND | Klosterheden, Gudum | 1c | 468170.56 | 6261910.05 | SDFE2018 | 40127234 | Vestas Wind Systems A/S V 44-600 | Vestas.V44.600
570715000000038679 | 1997-12-03 | 600 | 44 | 45 | Vestas Wind Systems A/S | V 44-600 | 665 | Lemvig | LAND | Den sydlige Del, Gudum | 24b | 468136.99 | 6262146.65 | SDFE2018 | 40127234 | Vestas Wind Systems A/S V 44-600 | Vestas.V44.600
570715000000038686 | 1997-12-03 | 600 | 44 | 45 | Vestas Wind Systems A/S | V 44-600 | 665 | Lemvig | LAND | Den sydlige Del, Gudum | 22a | 468099.59 | 6262384.58 | SDFE2018 | 40127234 | Vestas Wind Systems A/S V 44-600 | Vestas.V44.600
570715000000038693 | 1997-12-03 | 600 | 44 | 45 | Vestas Wind Systems A/S | V 44-600 | 665 | Lemvig | LAND | den sydlige del, Gudum | 22m | 468069.02 | 6262621.07 | SDFE2018 | 40127234 | Vestas Wind Systems A/S V 44-600 | Vestas.V44.600
570715000000038013 | 1996-07-03 | 600 | 43 | 46 | NEG Micon | NM 1500-600/150 | 671 | Struer | LAND | Den mellemste Del, Vejrum | 2a | 472628.63 | 6254345.64 | SDFE2018 | 40114177 | NEG Micon NM 1500-600/150 | NEG.Micon.M1500.750
570715000000038020 | 1996-07-03 | 600 | 43 | 46 | NEG Micon | NM 1500-600/150 | 671 | Struer | LAND | Den mellemste Del, Vejrum | 2a | 472636.15 | 6254106.01 | SDFE2018 | 40114177 | NEG Micon NM 1500-600/150 | NEG.Micon.M1500.750
570715000000038037 | 1996-07-03 | 600 | 43 | 46 | NEG Micon | NM 1500-600/150 | 671 | Struer | LAND | Den mellemste Del, Vejrum | 2a | 472642.95 | 6253866.62 | SDFE2018 | 40114177 | NEG Micon NM 1500-600/150 | NEG.Micon.M1500.750
570715000000038044 | 1996-07-03 | 600 | 43 | 46 | NEG Micon | NM 1500-600/150 | 671 | Struer | LAND | Den mellemste Del, Vejrum | 2a | 472957.91 | 6253799.37 | SDFE2018 | 40114177 | NEG Micon NM 1500-600/150 | NEG.Micon.M1500.750
570715000000038051 | 1996-07-03 | 600 | 43 | 46 | NEG Micon | NM 1500-600/150 | 671 | Struer | LAND | Den mellemste Del, Vejrum | 2a | 473271.56 | 6253732.44 | SDFE2018 | 40114177 | NEG Micon NM 1500-600/150 | NEG.Micon.M1500.750
570715000000038068 | 1996-07-03 | 600 | 43 | 46 | NEG Micon | NM 1500-600/150 | 671 | Struer | LAND | Den mellemste Del, Vejrum | 2a | 473234.71 | 6254006.44 | SDFE2018 | 40114177 | NEG Micon NM 1500-600/150 | NEG.Micon.M1500.750
570715000000038075 | 1996-07-03 | 600 | 43 | 46 | NEG Micon | NM 1500-600/150 | 671 | Struer | LAND | Den mellemste Del, Vejrum | 2a | 473185.27 | 6254278.24 | SDFE2018 | 40114177 | NEG Micon NM 1500-600/150 | NEG.Micon.M1500.750
570715000000038082 | 1996-07-03 | 600 | 43 | 46 | NEG Micon | NM 1500-600/150 | 671 | Struer | LAND | Den mellemste Del, Vejrum | 2a | 472934.94 | 6254056.23 | SDFE2018 | 40114177 | NEG Micon NM 1500-600/150 | NEG.Micon.M1500.750
570715000000021466 | 1997-02-04 | 600 | 43 | 44.5 | Ukendt | Ukendt | 706 | Syddjurs | LAND | Halling by, Halling | 5p | 572697.95 | 6244453.41 | SDFE2018 | 256923 | Ukendt Ukendt | 0
570715000000021473 | 1997-02-04 | 600 | 40 | 40 | Ukendt | Ukendt | 706 | Syddjurs | LAND | Halling by, Halling | 5a | 572607.68 | 6244621.3 | SDFE2018 | 256924 | Ukendt Ukendt | 0
570715000000021480 | 1997-02-04 | 600 | 43 | 44.5 | Ukendt | Ukendt | 706 | Syddjurs | LAND | Halling by, Halling | 5a | 572518.06 | 6244788.33 | SDFE2018 | 256925 | Ukendt Ukendt | 0
570715000000021497 | 1997-02-04 | 600 | 43 | 43 | Ukendt | Ukendt | 706 | Syddjurs | LAND | Halling by, Halling | 5r | 572426.57 | 6244955.82 | SDFE2018 | 256926 | Ukendt Ukendt | 0
570715000000021503 | 1996-12-23 | 600 | 43 | 44.5 | Ukendt | Ukendt | 706 | Syddjurs | LAND | Halling by, Halling | 6g | 572334.44 | 6245121.91 | SDFE2018 | 256866 | Ukendt Ukendt | 0
570715000000021695 | 1996-05-23 | 600 | 43 | 40 | NEG Micon | NM 500 | 706 | Syddjurs | LAND | Vrinners by, Rolsø | 51c | 592129.74 | 6235808.43 | SDFE2018 | 226204 | NEG Micon NM 500 | NEG.Micon.M1500.500
570715000000023033 | 2000-04-26 | 600 | 44 | 40 | BONUS | 600 - MK lV | 706 | Syddjurs | LAND | Boeslum by, Dråby | 13k | 607467.74 | 6228517.43 | SDFE2018 | 259490 | BONUS 600 - MK lV | Bonus.B44.600
570715000000019739 | 1997-12-12 | 600 | 48 | 46 | Micon | M 1800-600/150 | 707 | Norddjurs | LAND | Tørslev By. Estruplund | 6a | 582128 | 6266239.01 | SDFE2018 | 95114 | Micon M 1800-600/150 | NEG.Micon.M1500.750
570715000000019746 | 1997-12-12 | 600 | 48 | 46 | NEG Micon | NM 1800-600/150 | 707 | Norddjurs | LAND | Tørslev By. Estruplund | 2a | 582146.58 | 6266468.55 | SDFE2018 | 95114 | NEG Micon NM 1800-600/150 | NEG.Micon.M1500.750
570715000000019753 | 1997-12-12 | 600 | 48 | 46 | NEG Micon | NM 1800-600/150 | 707 | Norddjurs | LAND | Tørslev By. Estruplund | 6h | 581922.55 | 6266521.83 | SDFE2018 | 95114 | NEG Micon NM 1800-600/150 | NEG.Micon.M1500.750
570715000000021510 | 1996-12-19 | 600 | 43 | 44 | Ukendt | Ukendt | 707 | Norddjurs | LAND | Fævejle Hgd. Lyngby | 1c | 607616.82 | 6250613.63 | SDFE2018 | 256867 | Ukendt Ukendt | 0
570715000000021527 | 1996-12-20 | 600 | 48 | 45 | NEG Micon | NM 48/750 | 707 | Norddjurs | LAND | Søby by, Søby | 3k | 607661.53 | 6250463 | SDFE2018 | 256869 | NEG Micon NM 48/750 | NEG.Micon.NM48.750
570715000000021534 | 1996-12-20 | 600 | 43 | 44.5 | Ukendt | Ukendt | 707 | Norddjurs | LAND | Allerlev by, Lyngby | 5e | 607706.66 | 6250316.3 | SDFE2018 | 256870 | Ukendt Ukendt | 0
570715000000021893 | 1997-01-13 | 600 | 43 | 44.5 | Ukendt | Ukendt | 707 | Norddjurs | LAND | Bønnerup Havnemole | 20n | 605255.89 | 6267014.41 | SDFE2018 | 200220 | Ukendt Ukendt | 0
570715000000021909 | 1997-01-13 | 600 | 43 | 44.5 | Ukendt | Ukendt | 707 | Norddjurs | LAND | Bønnerup Havnemole | 20n | 605280.97 | 6267099.9 | SDFE2018 | 200220 | Ukendt Ukendt | 0
570715000000021916 | 1997-01-13 | 600 | 43 | 44.5 | Ukendt | Ukendt | 707 | Norddjurs | LAND | Bønnerup Havnemole | 20n | 605306.35 | 6267187.27 | SDFE2018 | 200220 | Ukendt Ukendt | 0
570715000000021923 | 1997-01-13 | 600 | 43 | 44.5 | Ukendt | Ukendt | 707 | Norddjurs | LAND | Bønnerup Havnemole | 20n | 605414.51 | 6267183.77 | SDFE2018 | 200220 | Ukendt Ukendt | 0
570715000000021930 | 1997-01-13 | 600 | 43 | 44.5 | Ukendt | Ukendt | 707 | Norddjurs | LAND | Bønnerup Havnemole | 20n | 605423.42 | 6267094.61 | SDFE2018 | 200220 | Ukendt Ukendt | 0
570715000000021947 | 1997-01-13 | 600 | 43 | 44.5 | Ukendt | Ukendt | 707 | Norddjurs | LAND | Bønnerup Havnemole | 20n | 605432.13 | 6267005.85 | SDFE2018 | 200220 | Ukendt Ukendt | 0
570715000000021954 | 1997-01-13 | 600 | 43 | 44.5 | Ukendt | Ukendt | 707 | Norddjurs | LAND | Bønnerup Havnemole | 20n | 605442.58 | 6266916.8 | SDFE2018 | 200220 | Ukendt Ukendt | 0
570715000000022647 | 1997-11-04 | 600 | 43 | 46 | NEG Micon | NM 1800 | 707 | Norddjurs | LAND | Obdrup by, Lyngby | 11c | 606523.34 | 6246079.98 | SDFE2018 | 257336 | NEG Micon NM 1800 | NEG.Micon.M1500.750
570715000000022654 | 1997-11-04 | 600 | 43 | 46 | NEG Micon | NM 1800 | 707 | Norddjurs | LAND | Obdrup by, Lyngby | 2b | 606735.95 | 6246100.03 | SDFE2018 | 257336 | NEG Micon NM 1800 | NEG.Micon.M1500.750
570715000000022661 | 1997-11-04 | 600 | 43 | 46 | NEG Micon | NM 1800 | 707 | Norddjurs | LAND | Obdrup by, Lyngby | 2b | 606948.33 | 6246122.24 | SDFE2018 | 257336 | NEG Micon NM 1800 | NEG.Micon.M1500.750
570715000000022678 | 1997-11-04 | 600 | 43 | 46 | NEG Micon | NM 1800 | 707 | Norddjurs | LAND | Obdrup by, Lyngby | 2b | 607161.26 | 6246143.32 | SDFE2018 | 257336 | NEG Micon NM 1800 | NEG.Micon.M1500.750
570715000000022685 | 1997-11-04 | 600 | 43 | 46 | NEG Micon | NM 1800 | 707 | Norddjurs | LAND | Obdrup by, Lyngby | 1f | 607374.47 | 6246163.48 | SDFE2018 | 257336 | NEG Micon NM 1800 | NEG.Micon.M1500.750
570715000000022784 | 1998-06-03 | 600 | 44 | 45 | Vestas Wind Systems A/S | V 44-600 | 707 | Norddjurs | LAND | Skindbjerg by, Kastbjerg | 3a | 609585.49 | 6258735.36 | SDFE2018 | 257561 | Vestas Wind Systems A/S V 44-600 | Vestas.V44.600
570715000000022791 | 1998-06-03 | 600 | 44 | 45 | Vestas Wind Systems A/S | V 44-600 | 707 | Norddjurs | LAND | Skindbjerg by, Kastbjerg | 3a | 609835.61 | 6258722.45 | SDFE2018 | 257561 | Vestas Wind Systems A/S V 44-600 | Vestas.V44.600
570715000000022807 | 1998-06-03 | 600 | 44 | 45 | Vestas Wind Systems A/S | V 44-600 | 707 | Norddjurs | LAND | Kastbjerg by, Kastbjerg | 2b | 609721.25 | 6258945.32 | SDFE2018 | 257561 | Vestas Wind Systems A/S V 44-600 | Vestas.V44.600
570715000000022821 | 1998-06-26 | 600 | 44 | 45 | Vestas Wind Systems A/S | V 44-600 | 707 | Norddjurs | LAND | Veggerslev by, Veggerslev | 11a | 613245.21 | 6259866.76 | SDFE2018 | 257656 | Vestas Wind Systems A/S V 44-600 | Vestas.V44.600
570715000000022838 | 1998-06-26 | 600 | 44 | 45 | Vestas Wind Systems A/S | V 44-600 | 707 | Norddjurs | LAND | Veggerslev by, Veggerslev | 11a | 613339.08 | 6259581.78 | SDFE2018 | 257656 | Vestas Wind Systems A/S V 44-600 | Vestas.V44.600
570715000000022845 | 1998-06-26 | 600 | 44 | 45 | Vestas Wind Systems A/S | V 44-600 | 707 | Norddjurs | LAND | Veggerslev by, Veggerslev | 11a | 613433.43 | 6259296.92 | SDFE2018 | 257656 | Vestas Wind Systems A/S V 44-600 | Vestas.V44.600
570715000000019845 | 1998-04-21 | 600 | 48 | 46 | Micon | M 600/48 | 710 | Favrskov | LAND | Røved By, Ødum | 3g | 571179.07 | 6242300.56 | SDFE2018 | 95116 | Micon M 600/48 | NEG.Micon.NM48.750
570715000000019852 | 1998-04-21 | 600 | 48 | 46 | Micon | M 600/48 | 710 | Favrskov | LAND | Astrup By, Ødum | 3c | 571134.44 | 6242105.95 | SDFE2018 | 95116 | Micon M 600/48 | NEG.Micon.NM48.750
570715000000019869 | 1998-04-21 | 600 | 48 | 46 | Micon | M 600/48 | 710 | Favrskov | LAND | Ødum By, Ødum | 1a | 571089.79 | 6241910.96 | SDFE2018 | 95116 | Micon M 600/48 | NEG.Micon.NM48.750
570715000000022708 | 1998-02-27 | 600 | 48 | 46 | NEG Micon | NM 1800 | 710 | Favrskov | LAND | Røved by, Ødum | 20m | 572034.56 | 6241168.85 | SDFE2018 | 257449 | NEG Micon NM 1800 | NEG.Micon.M1500.750
570715000000022715 | 1998-02-27 | 600 | 48 | 46 | NEG Micon | NM 1800 | 710 | Favrskov | LAND | Røved by, Ødum | 20l | 571995.4 | 6240987.72 | SDFE2018 | 257449 | NEG Micon NM 1800 | NEG.Micon.M1500.750
570715000000022722 | 1998-02-27 | 600 | 48 | 46 | NEG Micon | NM 1800 | 710 | Favrskov | LAND | Røved by, Ødum | 20m | 571956.47 | 6240806.2 | SDFE2018 | 257449 | NEG Micon NM 1800 | NEG.Micon.M1500.750
570715000000026669 | 2000-05-16 | 600 | 44 | 45 | BONUS | 600 - MK lV | 727 | Odder | LAND | Hadrup by, Hundslund | 1a | 564344 | 6199490.63 | SDFE2018 | 1030073 | BONUS 600 - MK lV | Bonus.B44.600
570715000000026942 | 1998-06-04 | 600 | 44 | 45 | BONUS | 600 - MK lV | 727 | Odder | LAND | Hadrup by, Hundslund | 5a | 564727.55 | 6199104.2 | SDFE2018 | 1030038 | BONUS 600 - MK lV | Bonus.B44.600
570715000000026959 | 1998-06-04 | 600 | 44 | 45 | BONUS | 600 - MK lV | 727 | Odder | LAND | Hadrup by, Hundslund | 5a | 564905.36 | 6198925.63 | SDFE2018 | 1030039 | BONUS 600 - MK lV | Bonus.B44.600
570715000000019487 | 1997-08-14 | 600 | 43 | 46 | NEG Micon | NM 1500-600/150 | 730 | Randers | LAND | Albæk By, Albæk | 12x | 570972.41 | 6260982.58 | SDFE2018 | 95108 | NEG Micon NM 1500-600/150 | NEG.Micon.M1500.750
570715000000019494 | 1997-08-14 | 600 | 43 | 46 | NEG Micon | NM 1500-600/150 | 730 | Randers | LAND | Albæk By, Albæk | 12y | 570980.9 | 6261126.93 | SDFE2018 | 95108 | NEG Micon NM 1500-600/150 | NEG.Micon.M1500.750
570715000000019500 | 1997-08-14 | 600 | 43 | 46 | NEG Micon | NM 1500-600/150 | 730 | Randers | LAND | Albæk By, Albæk | 12z | 570988.53 | 6261271.89 | SDFE2018 | 95108 | NEG Micon NM 1500-600/150 | NEG.Micon.M1500.750
570715000000019517 | 1997-08-14 | 600 | 43 | 46 | NEG Micon | NM 1500-600/150 | 730 | Randers | LAND | Albæk By, Albæk | 12æ | 570995.79 | 6261416.28 | SDFE2018 | 95108 | NEG Micon NM 1500-600/150 | NEG.Micon.M1500.750
570715000000019524 | 1997-08-14 | 600 | 43 | 46 | NEG Micon | NM 1500-600/150 | 730 | Randers | LAND | Albæk By, Albæk | 12ø | 571003.4 | 6261561.35 | SDFE2018 | 95108 | NEG Micon NM 1500-600/150 | NEG.Micon.M1500.750
570715000000019548 | 1997-09-01 | 600 | 48 | 46 | NEG Micon | NM 1800-600 | 730 | Randers | LAND | Vestrup By, Albæk | 3k | 569575.13 | 6260323.7 | SDFE2018 | 95109 | NEG Micon NM 1800-600 | NEG.Micon.M1500.750
570715000000019555 | 1997-09-01 | 600 | 48 | 46 | NEG Micon | NM 1800-600 | 730 | Randers | LAND | Vestrup By, Albæk | 3l | 569484.13 | 6260419.79 | SDFE2018 | 95109 | NEG Micon NM 1800-600 | NEG.Micon.M1500.750
570715000000019562 | 1997-09-01 | 600 | 48 | 46 | NEG Micon | NM 1800-600 | 730 | Randers | LAND | Vestrup By, Albæk | 3a | 569302.8 | 6260611.25 | SDFE2018 | 95109 | NEG Micon NM 1800-600 | NEG.Micon.M1500.750
570715000000019579 | 1997-09-01 | 600 | 48 | 46 | NEG Micon | NM 1800-600 | 730 | Randers | LAND | Vestrup By, Albæk | 3a | 569211.72 | 6260707.09 | SDFE2018 | 95109 | NEG Micon NM 1800-600 | NEG.Micon.M1500.750
570715000000019593 | 1997-10-24 | 600 | 48 | 45 | NEG Micon | NM 1800-600/150 | 730 | Randers | LAND | Lindbjerg By, Harridslev | 5ø | 569638.64 | 6263872.76 | SDFE2018 | 95110 | NEG Micon NM 1800-600/150 | NEG.Micon.M1500.750
570715000000019609 | 1997-10-24 | 600 | 48 | 46 | Micon | M 600/150 | 730 | Randers | LAND | Lindbjerg By, Harridslev | 9o | 569713.59 | 6264002.56 | SDFE2018 | 95110 | Micon M 600/150 | NEG.Micon.M1500.500
570715000000019616 | 1997-10-24 | 600 | 48 | 46 | Micon | M 1800-600/150 | 730 | Randers | LAND | Lindbjerg By, Harridslev | 9a | 569788.69 | 6264131.98 | SDFE2018 | 95110 | Micon M 1800-600/150 | NEG.Micon.M1500.750
570715000000019623 | 1997-10-24 | 600 | 48 | 45 | Micon | M 1800-600 | 730 | Randers | LAND | Lindbjerg By, Harridslev | 9n | 569864.2 | 6264262.07 | SDFE2018 | 95110 | Micon M 1800-600 | NEG.Micon.M1500.750
570715000000019630 | 1997-10-24 | 600 | 48 | 46 | NEG Micon | NM 1800-600 | 730 | Randers | LAND | Lindbjerg By, Harridslev | 9a | 569941.28 | 6264391.18 | SDFE2018 | 95110 | NEG Micon NM 1800-600 | NEG.Micon.M1500.750
570715000000019883 | 1998-05-25 | 600 | 48 | 46 | NEG Micon | NM 600/48 | 730 | Randers | LAND | Tebbestrup By | 11b | 562321.97 | 6254191.77 | SDFE2018 | 95117 | NEG Micon NM 600/48 | NEG.Micon.NM48.750
570715000000019890 | 1998-05-25 | 600 | 48 | 45 | NEG Micon | NM 600/48/45 | 730 | Randers | LAND | Tebbestrup By | 11b | 562397.59 | 6254039.23 | SDFE2018 | 95117 | NEG Micon NM 600/48/45 | NEG.Micon.NM48.750
570715000000019906 | 1998-05-25 | 600 | 48 | 46 | NEG Micon | NM 600/48 | 730 | Randers | LAND | Tebbestrup By | 7a | 562476.18 | 6253877.27 | SDFE2018 | 95117 | NEG Micon NM 600/48 | NEG.Micon.NM48.750
570715000000013720 | 1996-09-27 | 600 | 45 | 0.1 | Vestas Wind Systems A/S | V 44-600 | 740 | Silkeborg | LAND | Ukendt | 1a | 528429 | 6240758.87 | SDFE2018 | 3107401 | Vestas Wind Systems A/S V 44-600 | Vestas.V44.600
570715000000013812 | 1997-12-09 | 600 | 44 | 44 | Vestas Wind Systems A/S | V 44-600 | 740 | Silkeborg | LAND | Levring By | 17a | 528601.35 | 6240893.93 | SDFE2018 | 3108124 | Vestas Wind Systems A/S V 44-600 | Vestas.V44.600
570715000000013829 | 1997-11-05 | 600 | 45 | 0.1 | Vestas Wind Systems A/S | V 44-600 | 740 | Silkeborg | LAND | Levring By | 1a | 528584.53 | 6241091.76 | SDFE2018 | 3108125 | Vestas Wind Systems A/S V 44-600 | Vestas.V44.600
570715000000013836 | 1997-11-05 | 600 | 45 | 0.1 | Vestas Wind Systems A/S | V 44-600 | 740 | Silkeborg | LAND | Levring By | 1a | 528411 | 6240956.88 | SDFE2018 | 3108126 | Vestas Wind Systems A/S V 44-600 | Vestas.V44.600
570715000000014925 | 1997-04-15 | 600 | 0.1 | 0.1 | Ukendt | Ukendt | 740 | Silkeborg | LAND | Ukendt | 0 | 547748.85 | 6237010.52 | Stamdata | 3080183 | Ukendt Ukendt | 0
570715000000014932 | 1997-05-10 | 600 | 46 | 45 | NEG Micon | NM 1800-600 | 740 | Silkeborg | LAND | Grølsted by | 4i | 547868.04 | 6236718.37 | SDFE2018 | 3080184 | NEG Micon NM 1800-600 | NEG.Micon.M1500.750
570715000000014949 | 1997-04-15 | 600 | 48 | 46 | NEG Micon | NM 1800-600/150 | 740 | Silkeborg | LAND | Grølsted by | 7c | 547752.05 | 6237004.38 | SDFE2018 | 3080185 | NEG Micon NM 1800-600/150 | NEG.Micon.M1500.750
570715000000014956 | 1997-07-10 | 600 | 46 | 46 | NEG Micon | NM 600/150 | 740 | Silkeborg | LAND | Gjern by | 4a | 547635.26 | 6237290.93 | SDFE2018 | 3080191 | NEG Micon NM 600/150 | NEG.Micon.NM48.750
570715000000014963 | 1997-07-10 | 600 | 46 | 0.1 | NEG Micon | NM 600/150 | 740 | Silkeborg | LAND | Ukendt | 0 | 547521.82 | 6237575.38 | SDFE2018 | 3080192 | NEG Micon NM 600/150 | NEG.Micon.NM48.750
570715000000014970 | 1997-11-12 | 600 | 44 | 50 | Vestas Wind Systems A/S | V 44-600 | 740 | Silkeborg | LAND | Gjern by | 8p | 546009.58 | 6234596.08 | SDFE2018 | 3080195 | Vestas Wind Systems A/S V 44-600 | Vestas.V44.600
570715000000014987 | 1997-11-18 | 600 | 44 | 50 | Vestas Wind Systems A/S | V 44-600 | 740 | Silkeborg | LAND | Gjern By | 8p | 546083.3 | 6234781.55 | SDFE2018 | 3080196 | Vestas Wind Systems A/S V 44-600 | Vestas.V44.600
570715000000014994 | 1998-08-20 | 600 | 44 | 50 | Vestas Wind Systems A/S | V 44-600 | 740 | Silkeborg | LAND | Gjern by | 8p | 546157.86 | 6234967.66 | SDFE2018 | 3080236 | Vestas Wind Systems A/S V 44-600 | Vestas.V44.600
570715000000021572 | 1996-12-20 | 600 | 44 | 40 | Vestas Wind Systems A/S | V 44-600 | 751 | Århus | LAND | Vorre by, Skødstrup | 4a | 580231.5 | 6238395.45 | SDFE2018 | 256871 | Vestas Wind Systems A/S V 44-600 | Vestas.V44.600
570715000000021589 | 1996-12-20 | 600 | 44 | 38.4 | Vestas Wind Systems A/S | V 44-600 | 751 | Århus | LAND | Vorre by, Skødstrup | 4a | 580369.02 | 6238874.26 | SDFE2018 | 256872 | Vestas Wind Systems A/S V 44-600 | Vestas.V44.600
570715000000021596 | 1997-01-17 | 600 | 44 | 40 | Vestas Wind Systems A/S | V 44-600 | 751 | Århus | LAND | Vorre by, Skødstrup | 4a | 580299.54 | 6238637.35 | SDFE2018 | 256884 | Vestas Wind Systems A/S V 44-600 | Vestas.V44.600
570715000000014710 | 1996-11-15 | 600 | 50 | 45 | Vestas Wind Systems A/S | V 44-600 | 756 | Ikast-Brande | LAND | Rønkilde Gde, Bording | 1h | 518804.7 | 6220673.47 | SDFE2018 | 3055324 | Vestas Wind Systems A/S V 44-600 | Vestas.V44.600
570715000000014727 | 1996-11-15 | 600 | 50 | 45 | Vestas Wind Systems A/S | V 44-600 | 756 | Ikast-Brande | LAND | Guldforhoved | 1bø | 518996.89 | 6220406.81 | SDFE2018 | 3055325 | Vestas Wind Systems A/S V 44-600 | Vestas.V44.600
570715000000014734 | 1996-11-15 | 600 | 50 | 45 | Vestas Wind Systems A/S | V 44-600 | 756 | Ikast-Brande | LAND | Rønkildegård | 1m | 519491.75 | 6220369.33 | SDFE2018 | 3055326 | Vestas Wind Systems A/S V 44-600 | Vestas.V44.600
570715000000034367 | 1997-07-14 | 600 | 44 | 46 | Vestas Wind Systems A/S | V 44-600 | 760 | Ringkøbing-Skjern | LAND | Sdr. Bork | 189 | 453704.42 | 6185028.35 | SDFE2018 | 60733 | Vestas Wind Systems A/S V 44-600 | Vestas.V44.600
570715000000034374 | 1997-07-07 | 600 | 44 | 46 | Vestas Wind Systems A/S | V 44-600 | 760 | Ringkøbing-Skjern | LAND | Sdr. Bork | 189 | 453596.1 | 6184819.32 | SDFE2018 | 60734 | Vestas Wind Systems A/S V 44-600 | Vestas.V44.600
570715000000034381 | 1997-07-10 | 600 | 44 | 46 | Vestas Wind Systems A/S | V 44-600 | 760 | Ringkøbing-Skjern | LAND | Sdr. Bork | 193b | 453992.92 | 6185115.22 | SDFE2018 | 60735 | Vestas Wind Systems A/S V 44-600 | Vestas.V44.600
570715000000034398 | 1997-07-11 | 600 | 44 | 46 | Vestas Wind Systems A/S | V 44-600 | 760 | Ringkøbing-Skjern | LAND | Sdr. Bork | 193b | 453885.14 | 6184906.4 | SDFE2018 | 60736 | Vestas Wind Systems A/S V 44-600 | Vestas.V44.600
570715000000034404 | 1997-07-14 | 600 | 44 | 46 | Vestas Wind Systems A/S | V 44-600 | 760 | Ringkøbing-Skjern | LAND | Sdr. Bork | 193b | 453776.9 | 6184697.37 | SDFE2018 | 60737 | Vestas Wind Systems A/S V 44-600 | Vestas.V44.600
570715000000034411 | 1997-07-21 | 600 | 44 | 46 | Vestas Wind Systems A/S | V 44-600 | 760 | Ringkøbing-Skjern | LAND | Sdr. Bork | 199a | 454173.68 | 6184993.44 | SDFE2018 | 60738 | Vestas Wind Systems A/S V 44-600 | Vestas.V44.600
570715000000034428 | 1997-07-21 | 600 | 44 | 46 | Vestas Wind Systems A/S | V 44-600 | 760 | Ringkøbing-Skjern | LAND | Sdr. Bork | 193c | 454066.1 | 6184784.42 | SDFE2018 | 60739 | Vestas Wind Systems A/S V 44-600 | Vestas.V44.600
570715000000034435 | 1997-07-21 | 600 | 44 | 46 | Vestas Wind Systems A/S | V 44-600 | 760 | Ringkøbing-Skjern | LAND | Sdr. Bork | 193c | 453957.2 | 6184574.46 | SDFE2018 | 60740 | Vestas Wind Systems A/S V 44-600 | Vestas.V44.600
570715000000034442 | 1997-07-11 | 600 | 44 | 46 | Vestas Wind Systems A/S | V 44-600 | 760 | Ringkøbing-Skjern | LAND | Sdr. Bork | 3a | 454355.28 | 6184870.91 | SDFE2018 | 60741 | Vestas Wind Systems A/S V 44-600 | Vestas.V44.600
570715000000034459 | 1997-07-07 | 600 | 44 | 46 | Vestas Wind Systems A/S | V 44-600 | 760 | Ringkøbing-Skjern | LAND | Sdr. Bork | 2c | 454246.46 | 6184661.91 | SDFE2018 | 60742 | Vestas Wind Systems A/S V 44-600 | Vestas.V44.600
570715000000034466 | 1997-07-24 | 600 | 44 | 46 | Vestas Wind Systems A/S | V 44-600 | 760 | Ringkøbing-Skjern | LAND | Sdr. Bork | 1v | 454138.81 | 6184453.01 | SDFE2018 | 60743 | Vestas Wind Systems A/S V 44-600 | Vestas.V44.600
570715000000034473 | 1997-07-24 | 600 | 44 | 46 | Vestas Wind Systems A/S | V 44-600 | 760 | Ringkøbing-Skjern | LAND | Sdr. Bork | 43l | 454536.02 | 6184749.04 | SDFE2018 | 60744 | Vestas Wind Systems A/S V 44-600 | Vestas.V44.600
570715000000034480 | 1997-07-09 | 600 | 44 | 46 | Vestas Wind Systems A/S | V 44-600 | 760 | Ringkøbing-Skjern | LAND | Sdr. Bork | 1q | 454427.7 | 6184539.81 | SDFE2018 | 60745 | Vestas Wind Systems A/S V 44-600 | Vestas.V44.600
570715000000034497 | 1997-07-22 | 600 | 44 | 46 | Vestas Wind Systems A/S | V 44-600 | 760 | Ringkøbing-Skjern | LAND | Sdr. Bork | 1y | 454320.04 | 6184330.85 | SDFE2018 | 60746 | Vestas Wind Systems A/S V 44-600 | Vestas.V44.600
570715000000034534 | 1997-12-11 | 600 | 44 | 46 | Vestas Wind Systems A/S | V 44-600 | 760 | Ringkøbing-Skjern | LAND | Sdr. Bork | 1h | 454897.42 | 6184504.86 | SDFE2018 | 60984 | Vestas Wind Systems A/S V 44-600 | Vestas.V44.600
570715000000034664 | 1998-06-26 | 600 | 44 | 45 | Vestas Wind Systems A/S | V 44-600 | 760 | Ringkøbing-Skjern | LAND | Sdr. Bork | 1s | 454716.41 | 6184626.82 | SDFE2018 | 61361 | Vestas Wind Systems A/S V 44-600 | Vestas.V44.600
570715000000034671 | 1998-06-26 | 600 | 44 | 45 | Vestas Wind Systems A/S | V 44-600 | 760 | Ringkøbing-Skjern | LAND | Sdr. Bork | 1g | 454500.43 | 6184208.57 | SDFE2018 | 61362 | Vestas Wind Systems A/S V 44-600 | Vestas.V44.600
570715000000035500 | 1999-07-20 | 600 | 47 | 45 | Vestas Wind Systems A/S | V 44-600 | 760 | Ringkøbing-Skjern | LAND | Bork by | 1q | 454607.34 | 6184418.98 | SDFE2018 | 61954 | Vestas Wind Systems A/S V 44-600 | Vestas.V44.600
570715000000035517 | 1999-07-20 | 600 | 47 | 45 | Vestas Wind Systems A/S | V 44-600 | 760 | Ringkøbing-Skjern | LAND | Bork by | 1i | 454681.14 | 6184086.26 | SDFE2018 | 61954 | Vestas Wind Systems A/S V 44-600 | Vestas.V44.600
570715000000043697 | 1999-11-02 | 600 | 44 | 50 | BONUS | 600 - MK lV | 760 | Ringkøbing-Skjern | LAND | Den Østlige Del, Nr. Vium, Videbæk Kommune | 14s | 485971.21 | 6210941.92 | SDFE2018 | 7142271 | BONUS 600 - MK lV | Bonus.B44.600
570715000000026454 | 1997-04-29 | 600 | 43 | 40 | Micon | M 1500-600/150 | 766 | Hedensted | LAND | Agersbøl, Sindbjerg | 1a | 537256.63 | 6183039.77 | SDFE2018 | 1030027 | Micon M 1500-600/150 | NEG.Micon.M1500.500
570715000000026461 | 1997-10-06 | 600 | 44 | 50 | Vestas Wind Systems A/S | V 44-600 | 766 | Hedensted | LAND | V.Ørum | 12a | 535300.92 | 6185373.83 | SDFE2018 | 1030032 | Vestas Wind Systems A/S V 44-600 | Vestas.V44.600
570715000000026485 | 1997-11-21 | 600 | 44 | 60 | BONUS | 600 - MK lV | 766 | Hedensted | LAND | Stougaard Hovedgaard | 1a m.fl | 529957.79 | 6188467.57 | SDFE2018 | 1030033 | BONUS 600 - MK lV | Bonus.B44.600
570715000000026492 | 1998-12-31 | 600 | 44 | 60 | BONUS | 600 - MK lV | 766 | Hedensted | LAND | Stougaard Hovedgaard | 1a m.fl | 530116.57 | 6188508.3 | SDFE2018 | 1030033 | BONUS 600 - MK lV | Bonus.B44.600
570715000000026508 | 1997-11-21 | 600 | 44 | 60 | BONUS | 600 - MK lV | 766 | Hedensted | LAND | Stougaard HovedgaardTørring sogn | 8z | 530059.51 | 6188328.91 | SDFE2018 | 1030034 | BONUS 600 - MK lV | Bonus.B44.600
570715000000026539 | 1999-12-07 | 600 | 45 | 45 | Wincon | W 600/45 | 766 | Hedensted | LAND | Kalhave by, Hornborg | 7ac | 538447.37 | 6190199.3 | SDFE2018 | 1030060 | Wincon W 600/45 | Nordtank.NTK600
570715000000026546 | 1999-12-07 | 600 | 45 | 45 | Wincon | W 600/45 | 766 | Hedensted | LAND | Kalhave by, Hornborg | 10a | 538215.3 | 6190067.63 | SDFE2018 | 1030061 | Wincon W 600/45 | Nordtank.NTK600
570715000000026645 | 2000-06-16 | 600 | 45 | 45 | Wincon | W 600/45 | 766 | Hedensted | LAND | Kalhave by, Hornborg | 10a | 538241.7 | 6190280.35 | SDFE2018 | 1030071 | Wincon W 600/45 | Nordtank.NTK600
570715000000026652 | 2000-06-02 | 600 | 45 | 45 | Wincon | W 600/45 | 766 | Hedensted | LAND | Kalhave by, Hornborg | 7ad | 538426.96 | 6189983.7 | SDFE2018 | 1030072 | Wincon W 600/45 | Nordtank.NTK600
570715000000028458 | 1997-09-24 | 600 | 44 | 42 | Vestas Wind Systems A/S | V 44-600 | 773 | Morsø | LAND | Vejerslev | 13b | 484298.7 | 6288833.55 | SDFE2018 | 223542 | Vestas Wind Systems A/S V 44-600 | Vestas.V44.600
570715000000028465 | 1997-09-24 | 600 | 44 | 42 | Vestas Wind Systems A/S | V 44-600 | 773 | Morsø | LAND | Vejerslev | 7a | 483958.42 | 6288887.56 | SDFE2018 | 223543 | Vestas Wind Systems A/S V 44-600 | Vestas.V44.600
570715000000028472 | 1997-09-24 | 600 | 44 | 50 | Vestas Wind Systems A/S | V 44-600 | 773 | Morsø | LAND | Vejerslev | 20a | 484130.33 | 6288860.34 | SDFE2018 | 223544 | Vestas Wind Systems A/S V 44-600 | Vestas.V44.600
570715000000017261 | 1996-10-01 | 600 | 44 | 42 | Vestas Wind Systems A/S | V 44-600 | 779 | Skive | LAND | Ilbjerg by, Rybjerg | 12a | 500633.55 | 6285392.59 | SDFE2018 | 2050174 | Vestas Wind Systems A/S V 44-600 | Vestas.V44.600
570715000000017759 | 1995-05-24 | 600 | 44 | 40.5 | Vestas Wind Systems A/S | V 42-600 | 779 | Skive | LAND | Grønning | 4a | 504376.19 | 6278906.06 | SDFE2018 | 2050233 | Vestas Wind Systems A/S V 42-600 | Vestas.V42.600
570715000000017766 | 1995-05-24 | 600 | 44 | 40.5 | Vestas Wind Systems A/S | V 600 | 779 | Skive | LAND | Grønning | 3m | 504365.06 | 6278106.68 | SDFE2018 | 2050234 | Vestas Wind Systems A/S V 600 | Vestas.V42.600
570715000000017773 | 1995-08-30 | 600 | 42 | 45 | Vestas Wind Systems A/S | V 600 | 779 | Skive | LAND | Grønning | 6a | 504381.31 | 6279385.32 | SDFE2018 | 2050237 | Vestas Wind Systems A/S V 600 | Vestas.V42.600
570715000000017780 | 1995-10-05 | 600 | 42 | 40.5 | Vestas Wind Systems A/S | V 600 | 779 | Skive | LAND | Vejby by, Vejby | 14a | 488812.94 | 6273757.91 | SDFE2018 | 2050238 | Vestas Wind Systems A/S V 600 | Vestas.V42.600
570715000000017803 | 1995-10-24 | 600 | 42 | 45 | Vestas Wind Systems A/S | V 42-600 | 779 | Skive | LAND | Grønning | 10a | 504369.75 | 6278426.49 | SDFE2018 | 2050243 | Vestas Wind Systems A/S V 42-600 | Vestas.V42.600
570715000000017810 | 1996-04-18 | 600 | 42 | 45 | Vestas Wind Systems A/S | V 42-600 | 779 | Skive | LAND | Jebjerg | 6a | 499507.96 | 6281252.42 | SDFE2018 | 2050245 | Vestas Wind Systems A/S V 42-600 | Vestas.V42.600
570715000000017827 | 1996-04-15 | 600 | 44 | 45 | Vestas Wind Systems A/S | V 44-600 | 779 | Skive | LAND | Nr. Lem By, Lem | 9a | 486522.18 | 6272980.49 | SDFE2018 | 2050247 | Vestas Wind Systems A/S V 44-600 | Vestas.V44.600
570715000000017834 | 1996-05-08 | 600 | 42 | 45 | Vestas Wind Systems A/S | V 42-600 | 779 | Skive | LAND | Rybjerg | 5 | 502984.49 | 6286196.6 | SDFE2018 | 2050248 | Vestas Wind Systems A/S V 42-600 | Vestas.V42.600
570715000000017858 | 1996-06-13 | 600 | 44 | 45 | Vestas Wind Systems A/S | V 44-600 | 779 | Skive | LAND | Nr. Lem By, Lem | 9v | 486548.31 | 6273203.48 | SDFE2018 | 2050250 | Vestas Wind Systems A/S V 44-600 | Vestas.V44.600
570715000000017865 | 1996-06-14 | 600 | 42 | 45 | Vestas Wind Systems A/S | V 42-600 | 779 | Skive | LAND | Grønning | 9a | 504371.77 | 6278586.42 | SDFE2018 | 2050251 | Vestas Wind Systems A/S V 42-600 | Vestas.V42.600
570715000000017896 | 1996-10-01 | 600 | 44 | 46 | BONUS | 600 - MK lll | 779 | Skive | LAND | Otting by, Otting | 8a | 494844.58 | 6276905.43 | SDFE2018 | 2050254 | BONUS 600 - MK lll | Bonus.B44.600
570715000000017902 | 1996-12-16 | 600 | 42 | 45 | Wind World | W 4200-600 | 779 | Skive | LAND | Hgd. Grinderslev | 1t | 501842.24 | 6282962.67 | SDFE2018 | 2050255 | Wind World W 4200-600 | Wind.World.W4200
570715000000017919 | 1996-12-16 | 600 | 42 | 45 | Wind World | W 4200-600 | 779 | Skive | LAND | Hgd. Grinderslev | 1t | 501992.32 | 6282943.73 | SDFE2018 | 2050256 | Wind World W 4200-600 | Wind.World.W4200
570715000000017926 | 1996-11-20 | 600 | 44 | 42 | Vestas Wind Systems A/S | V 44-600 | 779 | Skive | LAND | Oddense | 4a | 494643.35 | 6278529.89 | SDFE2018 | 2050257 | Vestas Wind Systems A/S V 44-600 | Vestas.V44.600
570715000000017940 | 1996-11-14 | 600 | 44 | 40 | Vestas Wind Systems A/S | V 44-600 | 779 | Skive | LAND | Skove by, Junget | 2d m.fl | 507260.2 | 6288023.63 | SDFE2018 | 2050259 | Vestas Wind Systems A/S V 44-600 | Vestas.V44.600
570715000000017957 | 1996-10-28 | 600 | 44 | 40 | Vestas Wind Systems A/S | V 44-600 | 779 | Skive | LAND | Skove by, Junget | 2d | 507178.59 | 6288078.17 | SDFE2018 | 2050260 | Vestas Wind Systems A/S V 44-600 | Vestas.V44.600
570715000000017964 | 1996-10-30 | 600 | 44 | 40.5 | Vestas Wind Systems A/S | V 42-600 | 779 | Skive | LAND | Grinderslev, Rærup | 2a | 503757.31 | 6285194.1 | SDFE2018 | 2050261 | Vestas Wind Systems A/S V 42-600 | Vestas.V42.600
570715000000018008 | 1996-12-05 | 600 | 44 | 45 | Vestas Wind Systems A/S | V 600 | 779 | Skive | LAND | Rybjerg | 5a | 502265.67 | 6286266.83 | SDFE2018 | 2050265 | Vestas Wind Systems A/S V 600 | Vestas.V42.600
570715000000018015 | 1996-11-20 | 600 | 44 | 42 | Vestas Wind Systems A/S | V 44-600 | 779 | Skive | LAND | Otting by, Otting | 1f | 494674.83 | 6277992.47 | SDFE2018 | 2050266 | Vestas Wind Systems A/S V 44-600 | Vestas.V44.600
570715000000018022 | 1996-12-16 | 600 | 43 | 47.5 | Nordex | N 43/600 | 779 | Skive | LAND | Grinderslev, Rærup | 7e | 502871.87 | 6284403.51 | SDFE2018 | 2050267 | Nordex N 43/600 | Nordex.N43.600
570715000000018039 | 1996-12-18 | 600 | 44 | 45 | Vestas Wind Systems A/S | V 44-600 | 779 | Skive | LAND | Rybjerg | 4a | 502224.78 | 6285276.42 | SDFE2018 | 2050268 | Vestas Wind Systems A/S V 44-600 | Vestas.V44.600
570715000000018046 | 1996-12-16 | 600 | 44 | 42 | Vestas Wind Systems A/S | V 44-600 | 779 | Skive | LAND | Hovedgård | 1a m.fl | 502509.99 | 6285205.1 | SDFE2018 | 2050270 | Vestas Wind Systems A/S V 44-600 | Vestas.V44.600
570715000000018053 | 1996-11-20 | 600 | 44 | 42 | Vestas Wind Systems A/S | V 44-600 | 779 | Skive | LAND | Otting by, Otting | 1f | 494664.6 | 6278171.87 | SDFE2018 | 2050271 | Vestas Wind Systems A/S V 44-600 | Vestas.V44.600
570715000000018060 | 1996-11-20 | 600 | 44 | 42 | Vestas Wind Systems A/S | V 44-600 | 779 | Skive | LAND | Otting by, Otting | 1f | 494653.84 | 6278350.9 | SDFE2018 | 2050272 | Vestas Wind Systems A/S V 44-600 | Vestas.V44.600
570715000000018077 | 1996-12-18 | 600 | 44 | 42 | Vestas Wind Systems A/S | V 44-600 | 779 | Skive | LAND | Rybjerg | 43a m.f | 502283.08 | 6285058.23 | SDFE2018 | 2050273 | Vestas Wind Systems A/S V 44-600 | Vestas.V44.600
570715000000018107 | 1997-03-12 | 600 | 44 | 42 | NEG Micon | NM 600/150 | 779 | Skive | LAND | Rybjerg | 7a | 502577.27 | 6284987.12 | SDFE2018 | 2050278 | NEG Micon NM 600/150 | NEG.Micon.NM48.750
570715000000018169 | 1997-11-04 | 600 | 44 | 42 | Vestas Wind Systems A/S | V 44-600 | 779 | Skive | LAND | Gust by, Balling | 9a | 493901.24 | 6274515.71 | SDFE2018 | 2050285 | Vestas Wind Systems A/S V 44-600 | Vestas.V44.600
570715000000018190 | 1998-02-06 | 600 | 44 | 46 | BONUS | 600 - MK lV | 779 | Skive | LAND | Oddense | 4a | 494632.76 | 6278709.46 | SDFE2018 | 2050287 | BONUS 600 - MK lV | Bonus.B44.600
570715000000018206 | 1998-02-06 | 600 | 44 | 46 | BONUS | 600 - MK lV | 779 | Skive | LAND | Oddense | 4a | 494622.85 | 6278888.82 | SDFE2018 | 2050287 | BONUS 600 - MK lV | Bonus.B44.600
570715000000018374 | 1999-06-18 | 600 | 44 | 42 | Vestas Wind Systems A/S | V 44-600 | 779 | Skive | LAND | Rybjerg | 4a m.fl | 502167.18 | 6285492.98 | SDFE2018 | 2050304 | Vestas Wind Systems A/S V 44-600 | Vestas.V44.600
570715000000018459 | 1999-10-08 | 600 | 44 | 45 | Vestas Wind Systems A/S | V 600 | 779 | Skive | LAND | Rybjerg | 1a | 502624.57 | 6286231.05 | SDFE2018 | 2050314 | Vestas Wind Systems A/S V 600 | Vestas.V42.600
570715000000018480 | 2000-02-12 | 600 | 43 | 45 | Nordex | N 43/600 | 779 | Skive | LAND | Ø. Grønning By, Grønning | 4b | 504377.59 | 6279065.92 | SDFE2018 | 2050317 | Nordex N 43/600 | Nordex.N43.600
570715000000018497 | 2000-02-12 | 600 | 43 | 45 | Nordex | N 43/600 | 779 | Skive | LAND | Ø. Grønning By, Grønning | 4b | 504379.44 | 6279226.02 | SDFE2018 | 2050318 | Nordex N 43/600 | Nordex.N43.600
570715000000018503 | 2000-03-01 | 600 | 44 | 45 | Vestas Wind Systems A/S | V 44-600 | 779 | Skive | LAND | Rybjerg | 8a | 503342.85 | 6286161.92 | SDFE2018 | 2050319 | Vestas Wind Systems A/S V 44-600 | Vestas.V44.600
570714700000000041 | 1996-07-11 | 600 | 44 | 50 | BONUS | 600 - MK lll | 101 | København | LAND | Uoplyst | 0 | 727500.47 | 6178386.16 | SDFE2018 | KE 547775 | BONUS 600 - MK lll | Bonus.B44.600
570714700000000058 | 1996-07-11 | 600 | 44 | 50 | BONUS | 600 - MK lll | 101 | København | LAND | Uoplyst | 0 | 727624.4 | 6178376.9 | SDFE2018 | KE 547777 | BONUS 600 - MK lll | Bonus.B44.600
570714700000000065 | 1996-07-11 | 600 | 44 | 50 | BONUS | 600 - MK lll | 101 | København | LAND | Uoplyst | 0 | 727814.54 | 6178369.91 | SDFE2018 | KE 547778 | BONUS 600 - MK lll | Bonus.B44.600
570714700000005206 | 1996-08-11 | 600 | 44 | 50 | BONUS | 600 - MK lll | 101 | København | LAND | Uoplyst | 0 | 727938.8 | 6178361.63 | SDFE2018 | KE547781 | BONUS 600 - MK lll | Bonus.B44.600
570714700000012150 | 1996-08-11 | 600 | 44 | 50 | BONUS | 600 - MK lll | 101 | København | LAND | Uoplyst | 0 | 728061.36 | 6178352.92 | SDFE2018 | KE547783 | BONUS 600 - MK lll | Bonus.B44.600
570714700000012167 | 1996-08-11 | 600 | 44 | 50 | BONUS | 600 - MK lll | 101 | København | LAND | Uoplyst | 0 | 728094.08 | 6178233.53 | SDFE2018 | KE547785 | BONUS 600 - MK lll | Bonus.B44.600
570714700000012174 | 1996-08-11 | 600 | 44 | 50 | BONUS | 600 - MK lll | 101 | København | LAND | Uoplyst | 0 | 728126.43 | 6178113.87 | SDFE2018 | KE547787 | BONUS 600 - MK lll | Bonus.B44.600
570714700000003691 | 1999-11-08 | 600 | 44 | 40 | Ukendt | Ukendt | 250 | Frederikssund | LAND | Onsved By, Skuldelev Sogn | 6a | 687145.24 | 6187764.63 | SDFE2018 | 84-8617 | Ukendt Ukendt | 0
570714700000014345 | 1999-11-08 | 600 | 44 | 40 | Ukendt | Ukendt | 250 | Frederikssund | LAND | Onsved By, Skuldelev Sogn | 6f | 687264.6 | 6187750.55 | SDFE2018 | 84-8617 | Ukendt Ukendt | 0
570714700000010897 | 1997-09-26 | 600 | 43 | 44.5 | Ukendt | Ukendt | 259 | Køge | LAND | Stenkelstrup, Ejby | 1m | 692100.9 | 6153370.36 | SDFE2018 | 190253 | Ukendt Ukendt | 0
570715000000005725 | 1998-11-01 | 600 | 42 | 43.5 | Wind World | W 4200-600 | 787 | Thisted | LAND | Nørtorp Ræhr | 47a | 478914.44 | 6329374.45 | SDFE2018 | 41400100 | Wind World W 4200-600 | Wind.World.W4200
570715000000005732 | 1998-11-01 | 600 | 42 | 43.5 | Wind World | W 4200-600 | 787 | Thisted | LAND | Nørtorp Ræhr | 47a | 478975.83 | 6329252.76 | SDFE2018 | 41400100 | Wind World W 4200-600 | Wind.World.W4200
570715000000005749 | 1998-11-01 | 600 | 42 | 43.5 | Wind World | W 4200-600 | 787 | Thisted | LAND | Ræhr By | 6h | 479038.47 | 6329142.17 | SDFE2018 | 41400100 | Wind World W 4200-600 | Wind.World.W4200
570715000000005756 | 1998-11-01 | 600 | 42 | 43.5 | Wind World | W 4200-600 | 787 | Thisted | LAND | Ræhr By | 6h | 479113.73 | 6329032.87 | SDFE2018 | 41400100 | Wind World W 4200-600 | Wind.World.W4200
570715000000005763 | 1998-11-01 | 600 | 42 | 43.5 | Wind World | W 4200-600 | 787 | Thisted | LAND | Ræhr By | 6h | 479196.9 | 6328931.44 | SDFE2018 | 41400100 | Wind World W 4200-600 | Wind.World.W4200
570715000000005787 | 2000-11-16 | 600 | 42 | 43.5 | Wind World | W 4200-600 | 787 | Thisted | LAND | Nørtorp Ræhr | 13a | 478824.64 | 6329741.92 | SDFE2018 | 43100100 | Wind World W 4200-600 | Wind.World.W4200
570715000000006029 | 1995-09-08 | 600 | 42 | 40.5 | Vestas Wind Systems A/S | V 42-600 | 787 | Thisted | LAND | Hillerslev | 3a | 482680.44 | 6319646.66 | SDFE2018 | 39700100 | Vestas Wind Systems A/S V 42-600 | Vestas.V42.600
570715000000006050 | 1995-12-12 | 600 | 42 | 40.5 | Vestas Wind Systems A/S | V 42-600 | 787 | Thisted | LAND | Sønderby By, Tved | 33h | 482087.75 | 6319753.33 | SDFE2018 | 40000100 | Vestas Wind Systems A/S V 42-600 | Vestas.V42.600
570715000000006081 | 1998-11-01 | 600 | 42 | 43.5 | Wind World | W 4200-600 | 787 | Thisted | LAND | Nørtorp Ræhr | 11a | 478846.75 | 6329617.85 | SDFE2018 | 42000100 | Wind World W 4200-600 | Wind.World.W4200
570715000000006098 | 1998-11-01 | 600 | 42 | 43.5 | Wind World | W 4200-600 | 787 | Thisted | LAND | Nørtorp Ræhr | 11a | 478876.23 | 6329494.96 | SDFE2018 | 41900100 | Wind World W 4200-600 | Wind.World.W4200
570714700000005213 | 1996-06-01 | 600 | 44 | 44 | Vestas Wind Systems A/S | V 44-600 | 265 | Roskilde | LAND | Darup | 5a | 693240.93 | 6167868.22 | SDFE2018 | 60523688 | Vestas Wind Systems A/S V 44-600 | Vestas.V44.600
570714700000012495 | 1997-10-09 | 600 | 48 | 46 | Micon | M 600/150/48 | 270 | Gribskov | LAND | Mønge By, Vejby | 4b | 698356.9 | 6218213.22 | SDFE2018 | 95-14792 | Micon M 600/150/48 | NEG.Micon.NM48.750
570715000000031212 | 1995-10-16 | 600 | 42 | 40.5 | Vestas Wind Systems A/S | V 42-600 | 787 | Thisted | LAND | Vestervig | 1a | 458802.54 | 6288185.21 | SDFE2018 | 160208 | Vestas Wind Systems A/S V 42-600 | Vestas.V42.600
570715000000031229 | 1995-11-20 | 600 | 42 | 45 | Vestas Wind Systems A/S | V 42-600 | 787 | Thisted | LAND | Sperring by | 11d | 472752.3 | 6309627.2 | SDFE2018 | 160210 | Vestas Wind Systems A/S V 42-600 | Vestas.V42.600
570715000000031236 | 1995-11-29 | 600 | 42 | 45 | Vestas Wind Systems A/S | V 42-600 | 787 | Thisted | LAND | Abildgård | 15 | 463486.88 | 6292903.58 | SDFE2018 | 160212 | Vestas Wind Systems A/S V 42-600 | Vestas.V42.600
570715000000031243 | 1995-11-29 | 600 | 43 | 46 | NEG Micon | NM 1500-600/150 | 787 | Thisted | LAND | Abildgård | 14 | 463480.66 | 6293104.1 | SDFE2018 | 160214 | NEG Micon NM 1500-600/150 | NEG.Micon.M1500.750
570715000000031250 | 1995-11-29 | 600 | 43 | 46 | NEG Micon | NM 1500-600/150 | 787 | Thisted | LAND | Grurup by | 6a | 463469.53 | 6293503.71 | SDFE2018 | 160216 | NEG Micon NM 1500-600/150 | NEG.Micon.M1500.750
570715000000031267 | 1995-12-04 | 600 | 42 | 45 | Vestas Wind Systems A/S | V 42-600 | 787 | Thisted | LAND | Grurup by | 5a | 463464.76 | 6293702.66 | SDFE2018 | 160218 | Vestas Wind Systems A/S V 42-600 | Vestas.V42.600
570715000000031274 | 1995-12-05 | 600 | 42 | 45 | Vestas Wind Systems A/S | V 42-600 | 787 | Thisted | LAND | Gørup By | 5f | 475673.28 | 6301028.73 | SDFE2018 | 160220 | Vestas Wind Systems A/S V 42-600 | Vestas.V42.600
570715000000031281 | 1995-12-13 | 600 | 42 | 45 | Vestas Wind Systems A/S | V 42-600 | 787 | Thisted | LAND | Harring by | 1a | 472462.02 | 6302934.15 | SDFE2018 | 160224 | Vestas Wind Systems A/S V 42-600 | Vestas.V42.600
570715000000031298 | 1995-12-13 | 600 | 42 | 45 | Vestas Wind Systems A/S | V 42-600 | 787 | Thisted | LAND | Harring by | 1a | 472531.92 | 6303110.95 | SDFE2018 | 160226 | Vestas Wind Systems A/S V 42-600 | Vestas.V42.600
570715000000031304 | 1995-12-13 | 600 | 43 | 46 | NEG Micon | NM 1500-600/150 | 787 | Thisted | LAND | Grurup by | 6b,14,7 | 463457.78 | 6293902.53 | SDFE2018 | 160228 | NEG Micon NM 1500-600/150 | NEG.Micon.M1500.750
570715000000031311 | 1995-12-14 | 600 | 42 | 45 | Vestas Wind Systems A/S | V 42-600 | 787 | Thisted | LAND | Elsted by | 7a | 472772.71 | 6303858.36 | SDFE2018 | 160230 | Vestas Wind Systems A/S V 42-600 | Vestas.V42.600
570715000000031328 | 1995-12-14 | 600 | 42 | 40.5 | Vestas Wind Systems A/S | V 42-600 | 787 | Thisted | LAND | Elsted by | 2e | 472823.13 | 6304040.98 | SDFE2018 | 160232 | Vestas Wind Systems A/S V 42-600 | Vestas.V42.600
570715000000031335 | 1996-02-01 | 600 | 42 | 40.5 | Vestas Wind Systems A/S | V 42-600 | 787 | Thisted | LAND | Refs by | 12a | 464396.44 | 6287062.42 | SDFE2018 | 160234 | Vestas Wind Systems A/S V 42-600 | Vestas.V42.600
570715000000031359 | 1996-06-05 | 600 | 42 | 45 | Vestas Wind Systems A/S | V 42-600 | 787 | Thisted | LAND | Hundborg | 1i | 469329.07 | 6308087.26 | SDFE2018 | 160238 | Vestas Wind Systems A/S V 42-600 | Vestas.V42.600
570715000000031366 | 1996-06-05 | 600 | 42 | 45 | Vestas Wind Systems A/S | V 42-600 | 787 | Thisted | LAND | Hundborg | 1k | 469276.2 | 6307923.17 | SDFE2018 | 160240 | Vestas Wind Systems A/S V 42-600 | Vestas.V42.600
570715000000031373 | 1996-06-05 | 600 | 42 | 45 | Vestas Wind Systems A/S | V 42-600 | 787 | Thisted | LAND | Hundborg | 1m | 469160.73 | 6307603.88 | SDFE2018 | 160242 | Vestas Wind Systems A/S V 42-600 | Vestas.V42.600
570715000000031380 | 1996-06-05 | 600 | 42 | 45 | Vestas Wind Systems A/S | V 42-600 | 787 | Thisted | LAND | Hundborg | 1l | 469219.11 | 6307763.37 | SDFE2018 | 160244 | Vestas Wind Systems A/S V 42-600 | Vestas.V42.600
570715000000031403 | 1996-07-02 | 600 | 42 | 45 | Vestas Wind Systems A/S | V 42-600 | 787 | Thisted | LAND | Vestervig | 2c | 460749.11 | 6291277.37 | SDFE2018 | 160248 | Vestas Wind Systems A/S V 42-600 | Vestas.V42.600
570715000000031458 | 1996-09-05 | 600 | 42 | 45 | Vestas Wind Systems A/S | V 42-600 | 787 | Thisted | LAND | Abildgård | 16 | 463493.02 | 6292709.94 | SDFE2018 | 160258 | Vestas Wind Systems A/S V 42-600 | Vestas.V42.600
570715000000031496 | 1996-11-05 | 600 | 44 | 46 | BONUS | 600 - MK lV | 787 | Thisted | LAND | Stathove | 1l | 461362.33 | 6296257.28 | SDFE2018 | 160266 | BONUS 600 - MK lV | Bonus.B44.600
570715000000031502 | 1996-11-05 | 600 | 44 | 46 | BONUS | 600 - MK lV | 787 | Thisted | LAND | Stathove | 1i | 461247.23 | 6296389.81 | SDFE2018 | 160268 | BONUS 600 - MK lV | Bonus.B44.600
570715000000031519 | 1996-11-05 | 600 | 44 | 46 | BONUS | 600 - MK lV | 787 | Thisted | LAND | Stathove | 1f | 461127.94 | 6296299.24 | SDFE2018 | 160270 | BONUS 600 - MK lV | Bonus.B44.600
570715000000031526 | 1996-11-18 | 600 | 44 | 46 | BONUS | 600 - MK lV | 787 | Thisted | LAND | Stathove | 1n | 461007.57 | 6296208.79 | SDFE2018 | 160272 | BONUS 600 - MK lV | Bonus.B44.600
570715000000031533 | 1996-11-07 | 600 | 44 | 46 | BONUS | 600 - MK lV | 787 | Thisted | LAND | Stathove | 7b | 461596.61 | 6296214.36 | SDFE2018 | 160274 | BONUS 600 - MK lV | Bonus.B44.600
570715000000031540 | 1996-11-18 | 600 | 44 | 46 | BONUS | 600 - MK lV | 787 | Thisted | LAND | Stathove | 1m | 461481.44 | 6296348.64 | SDFE2018 | 160276 | BONUS 600 - MK lV | Bonus.B44.600
570715000000031557 | 1996-11-07 | 600 | 44 | 46 | BONUS | 600 - MK lV | 787 | Thisted | LAND | Stathove | 1a | 461476.42 | 6296125.17 | SDFE2018 | 160278 | BONUS 600 - MK lV | Bonus.B44.600
570715000000031564 | 1996-11-06 | 600 | 44 | 46 | BONUS | 600 - MK lV | 787 | Thisted | LAND | Stathove | 1f | 461356.52 | 6296035.15 | SDFE2018 | 160280 | BONUS 600 - MK lV | Bonus.B44.600
570715000000031571 | 1996-11-18 | 600 | 44 | 46 | BONUS | 600 - MK lV | 787 | Thisted | LAND | Stathove | 1k | 461242.68 | 6296166.59 | SDFE2018 | 160282 | BONUS 600 - MK lV | Bonus.B44.600
570715000000031601 | 1996-12-17 | 600 | 44 | 40 | BONUS | 600 - MK lV | 787 | Thisted | LAND | Vestervig | 7h | 459879.7 | 6294091.64 | SDFE2018 | 160288 | BONUS 600 - MK lV | Bonus.B44.600
570715000000031625 | 1997-05-21 | 600 | 44 | 42 | Vestas Wind Systems A/S | V 44-600 | 787 | Thisted | LAND | Sønderhå | 1f | 467102.01 | 6303866.89 | SDFE2018 | 160291 | Vestas Wind Systems A/S V 44-600 | Vestas.V44.600
570715000000031632 | 1997-05-21 | 600 | 44 | 42 | Vestas Wind Systems A/S | V 44-600 | 787 | Thisted | LAND | Sønderhå | 1p | 467316.33 | 6303819.85 | SDFE2018 | 160293 | Vestas Wind Systems A/S V 44-600 | Vestas.V44.600
570715000000031649 | 1997-05-21 | 600 | 44 | 42 | Vestas Wind Systems A/S | V 44-600 | 787 | Thisted | LAND | Hørsted | 12a | 468155.46 | 6303509.65 | SDFE2018 | 160295 | Vestas Wind Systems A/S V 44-600 | Vestas.V44.600
570715000000031656 | 1997-05-21 | 600 | 44 | 42 | Vestas Wind Systems A/S | V 44-600 | 787 | Thisted | LAND | Hørsted | 12a | 468370.17 | 6303462.29 | SDFE2018 | 160297 | Vestas Wind Systems A/S V 44-600 | Vestas.V44.600
570715000000031878 | 1995-10-01 | 600 | 42 | 45 | Vestas Wind Systems A/S | V 42-600 | 787 | Thisted | LAND | Kobberø by | 2a | 459405.86 | 6287227.78 | SDFE2018 | 160346 | Vestas Wind Systems A/S V 42-600 | Vestas.V42.600
570715000000045059 | 1995-07-05 | 600 | 42 | 38.9 | Vestas Wind Systems A/S | V 42-600 | 787 | Thisted | LAND | Ullerup By, Heltborg | 7a | 467049.36 | 6292249.36 | SDFE2018 | 60200 | Vestas Wind Systems A/S V 42-600 | Vestas.V42.600
570715000000045066 | 1995-12-14 | 600 | 42 | 45 | Vestas Wind Systems A/S | V 42-600 | 787 | Thisted | LAND | Ullerup By, Heltborg | 3a | 466148.04 | 6291414.64 | SDFE2018 | 60222 | Vestas Wind Systems A/S V 42-600 | Vestas.V42.600
570715000000013874 | 1997-01-02 | 600 | 45 | 45 | NEG Micon | NM 1800 | 791 | Viborg | LAND | Elsborg By, Elsborg | 15a | 529610.93 | 6244669.9 | SDFE2018 | 3122957 | NEG Micon NM 1800 | NEG.Micon.M1500.750
570715000000018084 | 1997-03-13 | 600 | 48 | 46 | NEG Micon | NM 600/150 | 791 | Viborg | LAND | Smollerup | 1a | 506367.8 | 6257973.02 | SDFE2018 | 2050275 | NEG Micon NM 600/150 | NEG.Micon.NM48.750
570715000000018091 | 1997-03-13 | 600 | 48 | 46 | NEG Micon | NM 600/150 | 791 | Viborg | LAND | Rørgård, Smollerup | 1a | 506354.45 | 6258161.08 | SDFE2018 | 2050276 | NEG Micon NM 600/150 | NEG.Micon.NM48.750
570715000000018114 | 1997-09-16 | 600 | 48 | 46 | NEG Micon | NM 600/150 | 791 | Viborg | LAND | Vroue By, Vroue | 8a | 503086.35 | 6254347.87 | SDFE2018 | 2050279 | NEG Micon NM 600/150 | NEG.Micon.NM48.750
570715000000002663 | 1998-07-09 | 600 | 44 | 45 | Vestas Wind Systems A/S | V 44-600 | 813 | Frederikshavn | LAND | Skærum By, Skærum | 36 | 578592.67 | 6365977.42 | SDFE2018 | 0503-0610 | Vestas Wind Systems A/S V 44-600 | Vestas.V44.600
570715000000002670 | 1998-07-09 | 600 | 44 | 45 | Vestas Wind Systems A/S | V 44-600 | 813 | Frederikshavn | LAND | Skærum By, Skærum | 36 | 578495.18 | 6366128.15 | SDFE2018 | 0503-0612 | Vestas Wind Systems A/S V 44-600 | Vestas.V44.600
570715000000002977 | 1997-09-04 | 600 | 44 | 45 | Vestas Wind Systems A/S | V 44-600 | 813 | Frederikshavn | LAND | Eget Hgd., Skærum | 4a | 581280.71 | 6362860.89 | SDFE2018 | 0901-0910 | Vestas Wind Systems A/S V 44-600 | Vestas.V44.600
570715000000009785 | 1997-06-04 | 600 | 43 | 50 | Nordtank | NTK 600/43/50 | 820 | Vesthimmerlands | LAND | Morum by | 7f | 528053.94 | 6292568.73 | SDFE2018 | 363 | Nordtank NTK 600/43/50 | Nordtank.NTK600
570715000000009792 | 1997-06-04 | 600 | 43 | 50 | Nordtank | NTK 600/43/50 | 820 | Vesthimmerlands | LAND | Morum by | 7e | 528014.8 | 6292414.45 | SDFE2018 | 364 | Nordtank NTK 600/43/50 | Nordtank.NTK600
570715000000009808 | 1997-06-04 | 600 | 43 | 50 | Nordtank | NTK 600/43/50 | 820 | Vesthimmerlands | LAND | Pisselhøj by | 4f | 529103.45 | 6293550.17 | SDFE2018 | 365 | Nordtank NTK 600/43/50 | Nordtank.NTK600
570715000000009815 | 1997-06-04 | 600 | 43 | 45 | Ukendt | Ukendt | 820 | Vesthimmerlands | LAND | Pisselhøj by | 4e | 529119.75 | 6293420.41 | SDFE2018 | 366 | Ukendt Ukendt | 0
570715000000009822 | 1997-11-14 | 600 | 48 | 47.5 | NEG Micon | NM 1800-600 | 820 | Vesthimmerlands | LAND | Vestrup by | 3e | 527740.73 | 6288669.42 | SDFE2018 | 369 | NEG Micon NM 1800-600 | NEG.Micon.M1500.750
570715000000010019 | 1997-12-17 | 600 | 44 | 45 | Vestas Wind Systems A/S | V 44-600 | 820 | Vesthimmerlands | LAND | Svingelbjerg by | 10a | 520368.84 | 6288430.31 | SDFE2018 | 498 | Vestas Wind Systems A/S V 44-600 | Vestas.V44.600
570715000000010026 | 1997-12-17 | 600 | 44 | 45 | Vestas Wind Systems A/S | V 44-600 | 820 | Vesthimmerlands | LAND | Svingelbjerg by | 10æ | 520128.03 | 6288473.66 | SDFE2018 | 499 | Vestas Wind Systems A/S V 44-600 | Vestas.V44.600
570715000000010033 | 1997-12-17 | 600 | 44 | 45 | Vestas Wind Systems A/S | V 44-600 | 820 | Vesthimmerlands | LAND | Svingelbjerg by | 10ø | 519890.16 | 6288515.31 | SDFE2018 | 500 | Vestas Wind Systems A/S V 44-600 | Vestas.V44.600
570715000000010040 | 1997-12-17 | 600 | 44 | 45 | Vestas Wind Systems A/S | V 44-600 | 820 | Vesthimmerlands | LAND | Svingelbjerg by | 10aa | 519948.65 | 6288728.81 | SDFE2018 | 501 | Vestas Wind Systems A/S V 44-600 | Vestas.V44.600
570715000000010057 | 1997-12-17 | 600 | 44 | 45 | Vestas Wind Systems A/S | V 44-600 | 820 | Vesthimmerlands | LAND | Svingelbjerg by | 10ab | 520187.33 | 6288687.38 | SDFE2018 | 502 | Vestas Wind Systems A/S V 44-600 | Vestas.V44.600
570715000000010064 | 1997-12-17 | 600 | 44 | 45 | Vestas Wind Systems A/S | V 44-600 | 820 | Vesthimmerlands | LAND | Svingelbjerg by | 10ac | 520427.17 | 6288643.88 | SDFE2018 | 503 | Vestas Wind Systems A/S V 44-600 | Vestas.V44.600
570715000000010088 | 1998-06-01 | 600 | 44 | 45 | Vestas Wind Systems A/S | V 44-600 | 820 | Vesthimmerlands | LAND | Støttrup by | 4y | 522163.24 | 6294895.55 | SDFE2018 | 504 | Vestas Wind Systems A/S V 44-600 | Vestas.V44.600
570715000000010095 | 1998-06-01 | 600 | 44 | 45 | Vestas Wind Systems A/S | V 44-600 | 820 | Vesthimmerlands | LAND | Støttrup by | 4v | 522264.72 | 6295090.29 | SDFE2018 | 505 | Vestas Wind Systems A/S V 44-600 | Vestas.V44.600
570715000000010118 | 1998-06-01 | 600 | 44 | 45 | Vestas Wind Systems A/S | V 44-600 | 820 | Vesthimmerlands | LAND | Støttrup by | 4x | 522069.87 | 6295191.74 | SDFE2018 | 506 | Vestas Wind Systems A/S V 44-600 | Vestas.V44.600
570715000000010170 | 1998-09-22 | 600 | 44 | 40 | Vestas Wind Systems A/S | V 44-600 | 820 | Vesthimmerlands | LAND | Brøndum by | 11a | 520573.69 | 6312085.84 | SDFE2018 | 392 | Vestas Wind Systems A/S V 44-600 | Vestas.V44.600
570715000000009730 | 1997-04-01 | 600 | 43 | 50 | Nordtank | NTK 600/43/50 | 840 | Rebild | LAND | Sørup by | 9r | 546087.19 | 6305941.33 | SDFE2018 | 486 | Nordtank NTK 600/43/50 | Nordtank.NTK600
570715000000009747 | 1997-04-01 | 600 | 43 | 50 | Nordtank | NTK 600/43/50 | 840 | Rebild | LAND | Sørup by | 9s | 546079.51 | 6305841.34 | SDFE2018 | 487 | Nordtank NTK 600/43/50 | Nordtank.NTK600
570715000000009754 | 1997-04-01 | 600 | 43 | 50 | Nordtank | NTK 600/43/50 | 840 | Rebild | LAND | Sørup by | 9t | 546069.14 | 6305739.95 | SDFE2018 | 488 | Nordtank NTK 600/43/50 | Nordtank.NTK600
570715000000009761 | 1997-03-26 | 600 | 43 | 44.5 | Ukendt | Ukendt | 840 | Rebild | LAND | Fyrkilde by | 2a | 542624.64 | 6291169.7 | SDFE2018 | 361 | Ukendt Ukendt | 0
570715000000009778 | 1997-03-26 | 600 | 43 | 44.5 | Ukendt | Ukendt | 840 | Rebild | LAND | Fyrkilde by | 2a | 542639.3 | 6290997.32 | SDFE2018 | 362 | Ukendt Ukendt | 0
570715000000009938 | 1997-10-10 | 600 | 48 | 46.4 | NEG Micon | NM 1800-600/150 | 840 | Rebild | LAND | Abildgårde | 2e | 543953.81 | 6309477.16 | SDFE2018 | 496 | NEG Micon NM 1800-600/150 | NEG.Micon.M1500.750
570715000000009945 | 1997-10-10 | 600 | 48 | 46.4 | NEG Micon | NM 1800-600/150 | 840 | Rebild | LAND | Abildgårde | 2u | 543967.71 | 6309646.04 | SDFE2018 | 497 | NEG Micon NM 1800-600/150 | NEG.Micon.M1500.750
570715000000009952 | 1997-10-10 | 600 | 48 | 46.4 | NEG Micon | NM 1800-600/150 | 840 | Rebild | LAND | Abildgårde | 3a | 543939.77 | 6309302.19 | SDFE2018 | 497 | NEG Micon NM 1800-600/150 | NEG.Micon.M1500.750
570715000000009488 | 1996-12-01 | 600 | 43 | 44.5 | Ukendt | Ukendt | 846 | Mariagerfjord | LAND | Ø. Doense by | 4ao | 552865.26 | 6284725.39 | SDFE2018 | 335 | Ukendt Ukendt | 0
570715000000009495 | 1996-12-01 | 600 | 43 | 44.5 | Ukendt | Ukendt | 846 | Mariagerfjord | LAND | Ø. Doense by | 4ah | 552998.22 | 6284695.45 | SDFE2018 | 336 | Ukendt Ukendt | 0
570715000000009549 | 1997-02-01 | 600 | 43 | 44.5 | Ukendt | Ukendt | 846 | Mariagerfjord | LAND | Stenstrup by | 1f | 553992.23 | 6285748.11 | SDFE2018 | 341 | Ukendt Ukendt | 0
570715000000009556 | 1997-02-01 | 600 | 43 | 44.5 | Ukendt | Ukendt | 846 | Mariagerfjord | LAND | Stenstrup by | 1g | 554151.61 | 6285688.32 | SDFE2018 | 342 | Ukendt Ukendt | 0
570715000000009563 | 1996-12-01 | 600 | 43 | 44.5 | Ukendt | Ukendt | 846 | Mariagerfjord | LAND | Redsø by | 7o | 553141.41 | 6284188.36 | SDFE2018 | 343 | Ukendt Ukendt | 0
570715000000009570 | 1996-12-01 | 600 | 43 | 44.5 | Ukendt | Ukendt | 846 | Mariagerfjord | LAND | Redsø by | 7n | 553343.92 | 6284201.04 | SDFE2018 | 344 | Ukendt Ukendt | 0
570715000000009594 | 1996-12-31 | 600 | 44 | 46 | Micon | M 1800-600 | 846 | Mariagerfjord | LAND | Høndrup by | 1h | 548932.04 | 6283146.65 | SDFE2018 | 476 | Micon M 1800-600 | NEG.Micon.M1500.750
570715000000009600 | 1996-12-31 | 600 | 48 | 46 | Micon | M 1800-600 | 846 | Mariagerfjord | LAND | Høndrup by | 1i | 549160.97 | 6283169.44 | SDFE2018 | 477 | Micon M 1800-600 | NEG.Micon.M1500.750
570715000000009617 | 1996-12-31 | 600 | 48 | 46 | Micon | M 1800-600 | 846 | Mariagerfjord | LAND | Høndrup by | 1k | 549389.05 | 6283192.47 | SDFE2018 | 478 | Micon M 1800-600 | NEG.Micon.M1500.750
570715000000009624 | 1996-12-31 | 600 | 44 | 46 | Micon | M 1800-600 | 846 | Mariagerfjord | LAND | Høndrup by | 1l | 549616.82 | 6283215.61 | SDFE2018 | 479 | Micon M 1800-600 | NEG.Micon.M1500.750
570715000000009631 | 1996-12-31 | 600 | 44 | 46 | Micon | M 1800-600 | 846 | Mariagerfjord | LAND | Høndrup by | 1m | 549843.99 | 6283237.72 | SDFE2018 | 480 | Micon M 1800-600 | NEG.Micon.M1500.750
570715000000009969 | 1997-11-12 | 600 | 43 | 50 | Nordtank | NTK 600/43/50 | 846 | Mariagerfjord | LAND | Stenstrup by | 19o | 553994.26 | 6287596.85 | SDFE2018 | 374 | Nordtank NTK 600/43/50 | Nordtank.NTK600
570715000000009976 | 1997-11-12 | 600 | 43 | 50 | Nordtank | NTK 600/43/50 | 846 | Mariagerfjord | LAND | Stenstrup by | 19p | 553848.56 | 6287631.5 | SDFE2018 | 375 | Nordtank NTK 600/43/50 | Nordtank.NTK600
570715000000009983 | 1997-12-02 | 600 | 43 | 50 | Nordtank | NTK 600/43/50 | 846 | Mariagerfjord | LAND | Fragdrup by | 1a | 552017.85 | 6286943.62 | SDFE2018 | 376 | Nordtank NTK 600/43/50 | Nordtank.NTK600
570715000000009990 | 1997-12-02 | 600 | 43 | 50 | Nordtank | NTK 600/43/50 | 846 | Mariagerfjord | LAND | Fragdrup by | 1a | 552093.28 | 6286781.04 | SDFE2018 | 377 | Nordtank NTK 600/43/50 | Nordtank.NTK600
570715000000000904 | 1996-12-12 | 600 | 43 | 39 | Micon | M 1500-600 | 849 | Jammerbugt | LAND | Åby by,Åby | 25c | 546534.07 | 6333897.96 | SDFE2018 | 484/88064 | Micon M 1500-600 | NEG.Micon.M1500.500
570715000000001048 | 1997-07-02 | 600 | 43 | 43.3 | Ukendt | Ukendt | 849 | Jammerbugt | LAND | Røgild by Brovst | 3d | 539732.48 | 6331164.8 | SDFE2018 | 4911/88073 | Ukendt Ukendt | 0
570715000000001055 | 1997-07-02 | 600 | 43 | 44.5 | Ukendt | Ukendt | 849 | Jammerbugt | LAND | Røgild by Brovst | 3e | 539882.92 | 6331040.2 | SDFE2018 | 4911/88074 | Ukendt Ukendt | 0
570715000000001086 | 1997-12-18 | 600 | 44 | 45 | Vestas Wind Systems A/S | V 44-600 | 849 | Jammerbugt | LAND | Røgild by Brovst | 4a | 539496.48 | 6331096.94 | SDFE2018 | 4914/88076 | Vestas Wind Systems A/S V 44-600 | Vestas.V44.600
570715000000001093 | 1997-07-17 | 600 | 44 | 45 | Vestas Wind Systems A/S | V 44-600 | 849 | Jammerbugt | LAND | Røgild by Brovst | 8c | 539647.01 | 6330971.78 | SDFE2018 | 4914/88068 | Vestas Wind Systems A/S V 44-600 | Vestas.V44.600
570715000000001109 | 1997-10-03 | 600 | 44 | 45 | Vestas Wind Systems A/S | V 44-600 | 849 | Jammerbugt | LAND | Røgild by Brovst | 8b | 539797.45 | 6330846.32 | SDFE2018 | 4914/88075 | Vestas Wind Systems A/S V 44-600 | Vestas.V44.600
570715000000001116 | 1997-07-17 | 600 | 44 | 43.4 | Vestas Wind Systems A/S | V 44-600 | 849 | Jammerbugt | LAND | Røgild by Brovst | 1g | 539561.31 | 6330778.48 | SDFE2018 | 4914/88070 | Vestas Wind Systems A/S V 44-600 | Vestas.V44.600
570715000000001123 | 1997-07-17 | 600 | 44 | 43.4 | Vestas Wind Systems A/S | V 44-600 | 849 | Jammerbugt | LAND | Røgild by Brovst | 1l | 539410.37 | 6330904.84 | SDFE2018 | 4914/88069 | Vestas Wind Systems A/S V 44-600 | Vestas.V44.600
570715000000001130 | 1997-08-05 | 600 | 44 | 45 | Vestas Wind Systems A/S | V 44-600 | 849 | Jammerbugt | LAND | Langeslund Brovst | 1vb | 538918.52 | 6330619.75 | SDFE2018 | 4914/88071 | Vestas Wind Systems A/S V 44-600 | Vestas.V44.600
570715000000001147 | 1997-08-20 | 600 | 44 | 45 | Vestas Wind Systems A/S | V 44-600 | 849 | Jammerbugt | LAND | Langeslund Brovst | 1va | 539111.53 | 6330404.17 | SDFE2018 | 4914/88072 | Vestas Wind Systems A/S V 44-600 | Vestas.V44.600
570715000000004483 | 1999-08-23 | 600 | 43 | 40 | Ukendt | Ukendt | 849 | Jammerbugt | LAND | Sdr. Saltum By, Saltum | 94g | 543915.96 | 6343611.8 | SDFE2018 | 23102883 | Ukendt Ukendt | 0
570715000000004490 | 1999-08-24 | 600 | 43 | 40 | Ukendt | Ukendt | 849 | Jammerbugt | LAND | Sdr. Saltum By, Saltum | 94h | 543730.21 | 6343660.14 | SDFE2018 | 23102895 | Ukendt Ukendt | 0
570715000000004506 | 1999-01-21 | 600 | 43 | 40 | Ukendt | Ukendt | 849 | Jammerbugt | LAND | Sdr. Saltum By, Saltum | 94a | 543544.27 | 6343708.46 | SDFE2018 | 23102894 | Ukendt Ukendt | 0
570715000000004513 | 1998-11-01 | 600 | 43 | 40 | Ukendt | Ukendt | 849 | Jammerbugt | LAND | Sdr. Saltum By, Saltum | 106a | 543762.81 | 6343470.92 | SDFE2018 | 23102869 | Ukendt Ukendt | 0
570715000000004520 | 1998-11-01 | 600 | 43 | 40 | Ukendt | Ukendt | 849 | Jammerbugt | LAND | Sdr. Saltum By, Saltum | 105d | 543577.19 | 6343518.94 | SDFE2018 | 23102868 | Ukendt Ukendt | 0
570715000000004537 | 1998-11-01 | 600 | 43 | 40 | Ukendt | Ukendt | 849 | Jammerbugt | LAND | Sdr. Saltum By, Saltum | 105e | 543391.43 | 6343567.22 | SDFE2018 | 23102867 | Ukendt Ukendt | 0
570715000000004544 | 1998-11-01 | 600 | 43 | 40 | Ukendt | Ukendt | 849 | Jammerbugt | LAND | Sdr. Saltum By, Saltum | 114c | 543423.67 | 6343378.27 | SDFE2018 | 23102871 | Ukendt Ukendt | 0
570715000000004551 | 1998-11-01 | 600 | 43 | 40 | Ukendt | Ukendt | 849 | Jammerbugt | LAND | Sdr. Saltum By, Saltum | 114c | 543238.02 | 6343426.48 | SDFE2018 | 23102870 | Ukendt Ukendt | 0
570715000000004568 | 1998-11-01 | 600 | 43 | 40 | Ukendt | Ukendt | 849 | Jammerbugt | LAND | Sdr. Saltum By, Saltum | 117b | 543456.32 | 6343189.17 | SDFE2018 | 23102873 | Ukendt Ukendt | 0
570715000000004575 | 1998-11-01 | 600 | 43 | 40 | Ukendt | Ukendt | 849 | Jammerbugt | LAND | Sdr. Saltum By, Saltum | 117b | 543270.51 | 6343237.45 | SDFE2018 | 23102872 | Ukendt Ukendt | 0
570715000000004582 | 2000-09-18 | 600 | 43 | 40 | Ukendt | Ukendt | 849 | Jammerbugt | LAND | Sdr. Saltum By, Saltum | 120b | 543302.9 | 6343048.36 | SDFE2018 | 68 | Ukendt Ukendt | 0
570715000000004599 | 2000-09-18 | 600 | 43 | 40 | Ukendt | Ukendt | 849 | Jammerbugt | LAND | Sdr. Saltum By, Saltum | 120b | 543117.36 | 6343096.51 | SDFE2018 | 69 | Ukendt Ukendt | 0
570715000000009709 | 1996-12-31 | 600 | 44 | 52 | Vestas Wind Systems A/S | V 44-600 | 851 | Ålborg | LAND | Binderup by | 5a | 542210.48 | 6315778.32 | SDFE2018 | 484 | Vestas Wind Systems A/S V 44-600 | Vestas.V44.600
570715000000012600 | 1996-04-03 | 600 | 42 | 45 | Vestas Wind Systems A/S | V 42-600 | 851 | Ålborg | LAND | Ajstrup by, Ajstrup | 17f | 560190.23 | 6338523.27 | SDFE2018 | 70062-01 | Vestas Wind Systems A/S V 42-600 | Vestas.V42.600
570715000000012617 | 1996-06-12 | 600 | 43 | 46 | NEG Micon | NM 500-500/125 | 851 | Ålborg | LAND | Gandrup By, Ø. Hassing | 11n | 571106.5 | 6321977.98 | SDFE2018 | 70063 | NEG Micon NM 500-500/125 | NEG.Micon.M1500.500
570715000000012624 | 1996-07-05 | 600 | 43 | 46 | NEG Micon | NM 500-500/125 | 851 | Ålborg | LAND | Gandrup By, Ø. Hassing | 11n | 571139.72 | 6322057.34 | SDFE2018 | 70092 | NEG Micon NM 500-500/125 | NEG.Micon.M1500.500
570715000000012716 | 1998-07-01 | 600 | 44 | 45 | Vestas Wind Systems A/S | V 44-600 | 851 | Ålborg | LAND | Ajstrup, Ajstrup | 20h | 561453.88 | 6337582.27 | SDFE2018 | 70071-01 | Vestas Wind Systems A/S V 44-600 | Vestas.V44.600
570715000000012723 | 1999-04-06 | 600 | 44 | 45 | Vestas Wind Systems A/S | V 44-600 | 851 | Ålborg | LAND | Sindholt, Ajstruo sogn | 1a | 561137.93 | 6338855.72 | SDFE2018 | 70072-01 | Vestas Wind Systems A/S V 44-600 | Vestas.V44.600
570715000000012730 | 1999-04-08 | 600 | 44 | 45 | Vestas Wind Systems A/S | V 44-600 | 851 | Ålborg | LAND | Sindholt, Ajstruo sogn | 1a | 561329.53 | 6338844.38 | SDFE2018 | 70073-01 | Vestas Wind Systems A/S V 44-600 | Vestas.V44.600
570715000000012754 | 1996-12-31 | 600 | 42.3 | 45 | Wind World | W 4200-600 | 851 | Ålborg | LAND | Tylstrup By, Ajstrup | 17bi | 554051.78 | 6343114.78 | SDFE2018 | 71001 | Wind World W 4200-600 | Wind.World.W4200
570715000000012761 | 1996-12-31 | 600 | 42.3 | 45 | Wind World | W 4200-600 | 851 | Ålborg | LAND | Tylstrup By, Ajstrup | 17bx | 554112.89 | 6342842.73 | SDFE2018 | 71002 | Wind World W 4200-600 | Wind.World.W4200
570715000000012778 | 1997-01-21 | 600 | 42.3 | 45 | Wind World | W 4200-600 | 851 | Ålborg | LAND | Tylstrup By, Ajstrup | 18cæ | 554173.94 | 6342570.64 | SDFE2018 | 71003 | Wind World W 4200-600 | Wind.World.W4200
570715000000012785 | 1996-12-31 | 600 | 42.3 | 45 | Wind World | W 4200-600 | 851 | Ålborg | LAND | Tylstrup By, Ajstrup | 18ck | 554346.27 | 6342958.63 | SDFE2018 | 71004 | Wind World W 4200-600 | Wind.World.W4200
570715000000012792 | 1996-12-31 | 600 | 42.3 | 45 | Wind World | W 4200-600 | 851 | Ålborg | LAND | Sulsted by, Sulsted Sogn | 8ga | 554407.39 | 6342686.52 | SDFE2018 | 71005 | Wind World W 4200-600 | Wind.World.W4200
570715000000012808 | 1997-03-07 | 600 | 42.3 | 45 | Wind World | W 4200-600 | 851 | Ålborg | LAND | Tylstrup By, Ajstrup | 18cx | 554468.27 | 6342414.49 | SDFE2018 | 71006 | Wind World W 4200-600 | Wind.World.W4200
570715000000012815 | 1996-12-31 | 600 | 42.3 | 45 | Wind World | W 4200-600 | 851 | Ålborg | LAND | Tylstrup By, Ajstrup | 3ao | 554579.35 | 6343074.64 | SDFE2018 | 71007 | Wind World W 4200-600 | Wind.World.W4200
570715000000012822 | 1997-01-31 | 600 | 42.3 | 45 | Wind World | W 4200-600 | 851 | Ålborg | LAND | Tylstrup By, Ajstrup | 3i | 554640.53 | 6342802.49 | SDFE2018 | 71008 | Wind World W 4200-600 | Wind.World.W4200
570715000000012839 | 1997-01-01 | 600 | 42.3 | 45 | Wind World | W 4200-600 | 851 | Ålborg | LAND | Tylstrup By, Ajstrup | 3aq | 554701.76 | 6342530.32 | SDFE2018 | 71009 | Wind World W 4200-600 | Wind.World.W4200
570715000000012846 | 1997-02-05 | 600 | 42.3 | 45 | Wind World | W 4200-600 | 851 | Ålborg | LAND | Tylstrup By, Ajstrup | 3a | 554873.62 | 6342918.72 | SDFE2018 | 71010 | Wind World W 4200-600 | Wind.World.W4200
570715000000012853 | 1997-02-12 | 600 | 42.3 | 45 | Wind World | W 4200-600 | 851 | Ålborg | LAND | Tylstrup By, Ajstrup | 19ah | 554934.9 | 6342646.28 | SDFE2018 | 71011 | Wind World W 4200-600 | Wind.World.W4200
570715000000012860 | 1996-12-31 | 600 | 42.3 | 45 | Wind World | W 4200-600 | 851 | Ålborg | LAND | Tylstrup By, Ajstrup | 3ar | 554995.48 | 6342373.79 | SDFE2018 | 71012 | Wind World W 4200-600 | Wind.World.W4200
570715000000012877 | 1997-02-12 | 600 | 42.3 | 45 | Wind World | W 4200-600 | 851 | Ålborg | LAND | Tylstrup By, Ajstrup | 12b | 555106.85 | 6343034.25 | SDFE2018 | 71013 | Wind World W 4200-600 | Wind.World.W4200
570715000000012884 | 1996-12-31 | 600 | 42.3 | 45 | Wind World | W 4200-600 | 851 | Ålborg | LAND | Holte By, Tolstrup | 2a | 555167.74 | 6342762.14 | SDFE2018 | 71014 | Wind World W 4200-600 | Wind.World.W4200
570715000000012891 | 1996-12-31 | 600 | 42.3 | 45 | Wind World | W 4200-600 | 851 | Ålborg | LAND | Tylstrup By, Ajstrup | 19v | 555229.15 | 6342489.81 | SDFE2018 | 71014 | Wind World W 4200-600 | Wind.World.W4200
570715000000013379 | 1997-10-27 | 600 | 48 | 46 | NEG Micon | NM 1800-600 | 851 | Ålborg | LAND | Gåser By, Ø. Hassing | 2ga | 573565.07 | 6324221.56 | SDFE2018 | 74000-01 | NEG Micon NM 1800-600 | NEG.Micon.M1500.750
570715000000013386 | 1997-10-27 | 600 | 48 | 46 | NEG Micon | NM 1800-600 | 851 | Ålborg | LAND | Gåser By, Ø. Hassing | 2 | 573629.07 | 6324496.17 | SDFE2018 | 74000-01 | NEG Micon NM 1800-600 | NEG.Micon.M1500.750
570715000000013393 | 1997-10-27 | 600 | 48 | 46 | NEG Micon | NM 1800-600 | 851 | Ålborg | LAND | Vesterheden, Ø. Hassing | 1a | 573504.23 | 6323958.26 | SDFE2018 | 74000-01 | NEG Micon NM 1800-600 | NEG.Micon.M1500.750
570715000000013409 | 1997-10-27 | 600 | 48 | 46 | NEG Micon | NM 1800-600 | 851 | Ålborg | LAND | Gåser By, Ø. Hassing | 4 | 573441.91 | 6323696.19 | SDFE2018 | 74000-01 | NEG Micon NM 1800-600 | NEG.Micon.M1500.750
570715000000013416 | 1997-12-25 | 600 | 48 | 46 | NEG Micon | NM 1800-600 | 851 | Ålborg | LAND | Gåser By, Ø. Hassing | 5 | 573943.72 | 6324396.4 | SDFE2018 | 74000-01 | NEG Micon NM 1800-600 | NEG.Micon.M1500.750
570715000000013423 | 1997-10-27 | 600 | 48 | 46 | NEG Micon | NM 1800-600 | 851 | Ålborg | LAND | Ø.Hassin, Ø. Hassing | 41b | 573882.68 | 6324133.84 | SDFE2018 | 74000-01 | NEG Micon NM 1800-600 | NEG.Micon.M1500.750
570715000000013430 | 1998-10-10 | 600 | 48 | 46 | NEG Micon | NM 1800-600 | 851 | Ålborg | LAND | Vesterheden, Ø. Hassing | 1a | 573821.89 | 6323870.92 | SDFE2018 | 74000-01 | NEG Micon NM 1800-600 | NEG.Micon.M1500.750
570715000000013447 | 1997-12-16 | 600 | 48 | 46 | NEG Micon | NM 1800-600 | 851 | Ålborg | LAND | Gåser By, Ø. Hassing | 24b | 573760.67 | 6323607.45 | SDFE2018 | 74000-01 | NEG Micon NM 1800-600 | NEG.Micon.M1500.750
570715000000002533 | 1997-10-24 | 600 | 44 | 45 | Vestas Wind Systems A/S | V 44-600 | 860 | Hjørring | LAND | Børglumkloster Hgd., Børglum | 1ae | 550243.39 | 6361537.38 | SDFE2018 | 0312-0042 | Vestas Wind Systems A/S V 44-600 | Vestas.V44.600
570715000000002540 | 1997-10-24 | 600 | 44 | 45 | Vestas Wind Systems A/S | V 44-600 | 860 | Hjørring | LAND | Børglumkloster Hgd., Børglum | 1c | 550306.75 | 6361748.17 | SDFE2018 | 0312-0044 | Vestas Wind Systems A/S V 44-600 | Vestas.V44.600
570715000000002557 | 1997-10-24 | 600 | 44 | 45 | Vestas Wind Systems A/S | V 44-600 | 860 | Hjørring | LAND | Børglumkloster Hgd., Børglum | 1b | 550497.96 | 6361640.04 | SDFE2018 | 0312-0046 | Vestas Wind Systems A/S V 44-600 | Vestas.V44.600
570715000000002564 | 1997-10-24 | 600 | 44 | 45 | Vestas Wind Systems A/S | V 44-600 | 860 | Hjørring | LAND | Børglumkloster Hgd., Børglum | 1ad | 550434.82 | 6361429.43 | SDFE2018 | 0312-0048 | Vestas Wind Systems A/S V 44-600 | Vestas.V44.600
570715000000003493 | 1999-12-09 | 600 | 44 | 40 | Vestas Wind Systems A/S | V 44-600 | 860 | Hjørring | LAND | Sdr. Bindslev By, Bindslev | 3h | 569740.34 | 6376062.43 | SDFE2018 | 1110-1000 | Vestas Wind Systems A/S V 44-600 | Vestas.V44.600
570715000000003509 | 1999-11-18 | 600 | 44 | 40 | Vestas Wind Systems A/S | V 44-600 | 860 | Hjørring | LAND | Sdr. Bindslev By, Bindslev | 3a | 569954.28 | 6375993.1 | SDFE2018 | 1110-1002 | Vestas Wind Systems A/S V 44-600 | Vestas.V44.600
570715000000003516 | 1999-11-18 | 600 | 44 | 40 | Vestas Wind Systems A/S | V 44-600 | 860 | Hjørring | LAND | Sdr. Bindslev By, Bindslev | 3a | 569786.84 | 6375842.76 | SDFE2018 | 1110-1004 | Vestas Wind Systems A/S V 44-600 | Vestas.V44.600
570715000000003523 | 2000-03-27 | 600 | 44 | 40 | Vestas Wind Systems A/S | V 44-600 | 860 | Hjørring | LAND | Sdr. Bindslev By, Bindslev | 3a | 570001.29 | 6375773.09 | SDFE2018 | 1110-1006 | Vestas Wind Systems A/S V 44-600 | Vestas.V44.600
570715000000003530 | 1999-12-23 | 600 | 44 | 40 | Vestas Wind Systems A/S | V 44-600 | 860 | Hjørring | LAND | Sdr. Bindslev By, Bindslev | 3d | 569833.57 | 6375622.52 | SDFE2018 | 1110-1008 | Vestas Wind Systems A/S V 44-600 | Vestas.V44.600
570715000000003547 | 1999-11-18 | 600 | 44 | 40 | Vestas Wind Systems A/S | V 44-600 | 860 | Hjørring | LAND | Sdr. Bindslev By, Bindslev | 3i | 570048.07 | 6375553.07 | SDFE2018 | 1110-1010 | Vestas Wind Systems A/S V 44-600 | Vestas.V44.600
570714700000013430 | 2000-01-20 | 599 | 46 | 35 | Norwin | N 46 - NH 35 | 320 | Faxe | LAND | Værløse, Fakse | 7a | 700250.57 | 6129444.69 | SDFE2018 | 194362 | Norwin N 46 - NH 35 | 0
570714700000011825 | 1998-12-16 | 599 | 46 | 45 | Norwin | 46-ASR-599 | 265 | Roskilde | LAND | Ørsted | 8 m.fl | 693325.05 | 6160013.43 | SDFE2018 | 191859 | Norwin 46-ASR-599 | 0
570714700000011832 | 1998-12-16 | 599 | 46 | 45 | Norwin | N 46 | 265 | Roskilde | LAND | Ørsted | 8 m.fl | 693492.65 | 6159908.13 | SDFE2018 | 191858 | Norwin N 46 | 0
570714700000003165 | 1999-04-22 | 550 | 41 | 35 | Nordtank | NTK 55 | 316 | Holbæk | LAND | Gudmandstrup By, Svinninge | 1d | 653525.16 | 6175997.89 | SDFE2018 | 030-00446 | Nordtank NTK 55 | Nordtank.NTK500
570714700000003172 | 1999-04-22 | 550 | 41 | 35 | Nordtank | NTK 55 | 316 | Holbæk | LAND | Gudmandstrup By, Svinninge | 1e | 653526.89 | 6175888.03 | SDFE2018 | 030-00447 | Nordtank NTK 55 | Nordtank.NTK500
570714700000003189 | 1999-04-22 | 550 | 41 | 35 | Nordtank | NTK 55 | 316 | Holbæk | LAND | Gudmandstrup By, Svinninge | 1f | 653529.26 | 6175777.73 | SDFE2018 | 030-00447 | Nordtank NTK 55 | Nordtank.NTK500
570714700000013324 | 2000-10-13 | 550 | 37.3 | 35 | Ukendt | Ukendt | 306 | Odsherred | LAND | Lammefjorden, Hørve | 22a | 655729.48 | 6182928.25 | SDFE2018 | 40065560 | Ukendt Ukendt | 0
570714700000013331 | 2000-10-13 | 550 | 37.3 | 35 | Ukendt | Ukendt | 306 | Odsherred | LAND | Lammefjorden, Hørve | 22a | 655834.73 | 6183029.88 | SDFE2018 | 40065567 | Ukendt Ukendt | 0
570714700000013348 | 2000-10-30 | 550 | 37.3 | 35 | Ukendt | Ukendt | 306 | Odsherred | LAND | Lammefjorden, Hørve | 36 | 655940.22 | 6183129.67 | SDFE2018 | 40065576 | Ukendt Ukendt | 0
570714700000005282 | 1997-01-13 | 550 | 37 | 35 | Ukendt | Ukendt | 326 | Kalundborg | LAND | Egemarke Hgd., Føllenslev | 3qx | 648069.73 | 6180075.56 | SDFE2018 | 40076289 | Ukendt Ukendt | 0
570714700000005299 | 1997-01-13 | 550 | 37 | 35 | Ukendt | Ukendt | 326 | Kalundborg | LAND | Egemarke Hgd., Føllenslev | 3a | 647928.64 | 6180222.66 | SDFE2018 | 40076297 | Ukendt Ukendt | 0
570714700000005305 | 1997-01-13 | 550 | 37 | 35 | Ukendt | Ukendt | 326 | Kalundborg | LAND | Egemarke Hgd., Føllenslev | 3qv | 647793.77 | 6180376.3 | SDFE2018 | 40076280 | Ukendt Ukendt | 0
570714700000011177 | 1998-01-28 | 550 | 41 | 35 | Nordtank | NTK 550 | 330 | Slagelse | LAND | Fårdrup By Og Sogn | 6a | 648976.85 | 6132292.15 | SDFE2018 | 190911 | Nordtank NTK 550 | Nordtank.NTK500
570714700000011184 | 1998-03-12 | 550 | 41 | 35 | Nordtank | NTK 550 | 330 | Slagelse | LAND | Fårdrup By Og Sogn | 6a | 648892.75 | 6132580.14 | SDFE2018 | 190988 | Nordtank NTK 550 | Nordtank.NTK500
570714700000011719 | 1998-02-10 | 550 | 41 | 35 | Nordtank | NTK 550 | 330 | Slagelse | LAND | Fårdrup By Og Sogn | 6a | 648934.68 | 6132436.12 | SDFE2018 | 190912 | Nordtank NTK 550 | Nordtank.NTK500
570714700000005336 | 1997-07-10 | 550 | 37 | 35 | Nordtank | NTK 500/35 | 340 | Sorø | LAND | Ruds Vedby By, Ruds Vedby | 1a | 648575.21 | 6157297.45 | SDFE2018 | 40053278 | Nordtank NTK 500/35 | Nordtank.NTK500
570714700000005350 | 1997-07-01 | 550 | 37 | 35 | Nordtank | NTK 500/35 | 340 | Sorø | LAND | Ruds Vedby By, Ruds Vedby | 1a | 648584.88 | 6157407.57 | SDFE2018 | 40053295 | Nordtank NTK 500/35 | Nordtank.NTK500
570714700000005381 | 1997-10-23 | 550 | 37 | 35 | Nordtank | NTK 500/35 | 340 | Sorø | LAND | Ruds Vedby By, Ruds Vedby | 1a | 648593.2 | 6157517.55 | SDFE2018 | 40053286 | Nordtank NTK 500/35 | Nordtank.NTK500
570714700000012563 | 1999-09-29 | 550 | 41 | 35 | Ukendt | Ukendt | 340 | Sorø | LAND | Ruds Vedby By, Ruds Vedby | 1a | 648603.78 | 6157640.35 | SDFE2018 | 40053333 | Ukendt Ukendt | 0
570714700000004100 | 1996-05-30 | 550 | 41.1 | 42.3 | Ukendt | Ukendt | 360 | Lolland | LAND | Nebbelunde By, Nebbelunde | 11f | 650635.96 | 6064082.2 | SDFE2018 | 2059230 | Ukendt Ukendt | 0
570714700000004117 | 1996-05-30 | 550 | 41.1 | 42.3 | Ukendt | Ukendt | 360 | Lolland | LAND | Nebbelunde By, Nebbelunde | 11 m.fl | 650811.69 | 6064011.9 | SDFE2018 | 2059229 | Ukendt Ukendt | 0
570714700000004124 | 1996-05-30 | 550 | 41.1 | 42.3 | Ukendt | Ukendt | 360 | Lolland | LAND | Nebbelunde By, Nebbelunde | 11 | 650982.72 | 6063943.94 | SDFE2018 | 2059228 | Ukendt Ukendt | 0
570714700000004131 | 1996-05-30 | 550 | 41.1 | 42.3 | Ukendt | Ukendt | 360 | Lolland | LAND | Nebbelunde By, Nebbelunde | 11 m.fl | 651155.85 | 6063874.74 | SDFE2018 | 2059235 | Ukendt Ukendt | 0
570714700000004148 | 1996-05-30 | 550 | 41.1 | 42.3 | Ukendt | Ukendt | 360 | Lolland | LAND | Nebbelunde By, Nebbelunde | 11 m.fl | 651329.68 | 6063806.36 | SDFE2018 | 2059218 | Ukendt Ukendt | 0
570714700000004155 | 1996-05-30 | 550 | 41.1 | 42.3 | Ukendt | Ukendt | 360 | Lolland | LAND | Nebbelunde By, Nebbelunde | 11 | 651502.14 | 6063736.82 | SDFE2018 | 2059232 | Ukendt Ukendt | 0
570714700000004162 | 1996-05-30 | 550 | 41.1 | 42.3 | Ukendt | Ukendt | 360 | Lolland | LAND | Nebbelunde By, Nebbelunde | 11 m.fl | 651676.17 | 6063668.44 | SDFE2018 | 2059231 | Ukendt Ukendt | 0
570714700000004179 | 1996-05-30 | 550 | 41.1 | 42.3 | Ukendt | Ukendt | 360 | Lolland | LAND | Nebbelunde By, Nebbelunde | 11 | 651849.24 | 6063599.1 | SDFE2018 | 2059233 | Ukendt Ukendt | 0
570714700000011146 | 1998-02-06 | 550 | 41 | 42.3 | Ukendt | Ukendt | 360 | Lolland | LAND | Horslunde | 14a | 645625.14 | 6087719.43 | SDFE2018 | 190886 | Ukendt Ukendt | 0
570714700000012310 | 1999-05-21 | 550 | 41 | 35 | Ukendt | Ukendt | 360 | Lolland | LAND | Stokkemarke By Og Sogn | 30a | 651341.11 | 6078517.87 | SDFE2018 | 192775 | Ukendt Ukendt | 0
570714700000011276 | 1998-04-15 | 550 | 41 | 35 | Ukendt | Ukendt | 370 | Næstved | LAND | Arløse Torp, Førslev | 4a | 660538.22 | 6128018.49 | SDFE2018 | 191326 | Ukendt Ukendt | 0
570714700000012273 | 1999-05-17 | 550 | 41 | 35 | Ukendt | Ukendt | 370 | Næstved | LAND | Førslev | 8c | 660623.42 | 6128465.56 | SDFE2018 | 192675 | Ukendt Ukendt | 0
570714700000006418 | 1996-01-08 | 550 | 41.1 | 42.3 | Ukendt | Ukendt | 376 | Guldborgsund | LAND | Krårup By Våbensted | 1 | 663517.13 | 6076190.86 | SDFE2018 | MA12993 | Ukendt Ukendt | 0
570714700000006425 | 1996-01-08 | 550 | 41.1 | 42.3 | Ukendt | Ukendt | 376 | Guldborgsund | LAND | Krårup By Våbensted | 1 | 663323.02 | 6076209.43 | SDFE2018 | MA12993 | Ukendt Ukendt | 0
570714700000006432 | 1996-10-10 | 550 | 41.1 | 42.3 | Ukendt | Ukendt | 376 | Guldborgsund | LAND | Krårup By Våbensted | 1 | 663379.83 | 6076391.62 | SDFE2018 | MA13202 | Ukendt Ukendt | 0
570714700000006456 | 1997-12-12 | 550 | 41.1 | 42.3 | Ukendt | Ukendt | 376 | Guldborgsund | LAND | Krårup By Våbensted | 1 | 663569.23 | 6076372.21 | SDFE2018 | MA12994 | Ukendt Ukendt | 0
570714700000006463 | 1998-06-06 | 550 | 41.1 | 42.3 | Ukendt | Ukendt | 376 | Guldborgsund | LAND | Krårup By Våbensted | 11a | 663436.98 | 6076573.77 | SDFE2018 | MA13200 | Ukendt Ukendt | 0
570714700000006470 | 1998-06-06 | 550 | 41.1 | 42.3 | Ukendt | Ukendt | 376 | Guldborgsund | LAND | Krårup By Våbensted | 11a | 663620.93 | 6076555.05 | SDFE2018 | MA13201 | Ukendt Ukendt | 0
570714700000010118 | 1996-09-24 | 550 | 41 | 42 | Ukendt | Ukendt | 376 | Guldborgsund | LAND | Lundby By, Brarup | 6a m.fl | 681896.44 | 6083784.92 | SDFE2018 | 183911 | Ukendt Ukendt | 0
570714700000010125 | 1996-05-24 | 550 | 41 | 42 | Ukendt | Ukendt | 376 | Guldborgsund | LAND | Lundby By, Brarup | 6a m.fl | 682173.2 | 6083677.01 | SDFE2018 | 183912 | Ukendt Ukendt | 0
570714700000010132 | 1996-06-24 | 550 | 41 | 42.5 | Ukendt | Ukendt | 376 | Guldborgsund | LAND | Lundby By, Brarup | 6a | 682451.68 | 6083565.33 | SDFE2018 | 183913 | Ukendt Ukendt | 0
570714700000010163 | 1996-10-09 | 550 | 41 | 40.9 | Ukendt | Ukendt | 376 | Guldborgsund | LAND | Vester Kippinge By, Kippinge | 14i | 677825.07 | 6087308.59 | SDFE2018 | 184078 | Ukendt Ukendt | 0
570714700000010170 | 1996-10-09 | 550 | 41 | 42 | Ukendt | Ukendt | 376 | Guldborgsund | LAND | Vester Kippinge By, Kippinge | 6e | 677830.67 | 6087156.56 | SDFE2018 | 184079 | Ukendt Ukendt | 0
570714700000010958 | 1997-10-09 | 550 | 41 | 42 | Ukendt | Ukendt | 390 | Vordingborg | LAND | Skibinge By Og Sogn | del 2af | 694939.44 | 6111097.78 | SDFE2018 | 190423 | Ukendt Ukendt | 0
570714700000010965 | 1997-10-09 | 550 | 41 | 42.3 | Nordtank | NTK 550 | 390 | Vordingborg | LAND | Enegårde By, Skibinge | 19d | 694978.61 | 6110984.58 | SDFE2018 | 190424 | Nordtank NTK 550 | Nordtank.NTK500
570714700000010972 | 1997-10-09 | 550 | 41 | 42 | Ukendt | Ukendt | 390 | Vordingborg | LAND | Enegårde By, Skibinge | 3a | 695018.74 | 6110870.63 | SDFE2018 | 190425 | Ukendt Ukendt | 0
570715000000046537 | 1996-12-16 | 550 | 0.1 | 40 | Wind World | W 3700 | 561 | Esbjerg | LAND | Hedegård | 2 | 486366.12 | 6136609.9 | SDFE2018 | 32358 | Wind World W 3700 | Wind.World.W3700
570715000000046544 | 1996-12-16 | 550 | 37.3 | 41.5 | Wind World | W 3700 | 561 | Esbjerg | LAND | Hedegård | 2d | 486474.46 | 6136454.21 | SDFE2018 | 32359 | Wind World W 3700 | Wind.World.W3700
570715000000046551 | 1996-12-16 | 550 | 37.3 | 41.5 | Wind World | W 3700 | 561 | Esbjerg | LAND | Hedegård | 2d | 486584.92 | 6136299.26 | SDFE2018 | 32360 | Wind World W 3700 | Wind.World.W3700
570715000000026706 | 1996-09-01 | 550 | 37 | 41.5 | Wind World | W 3700-500 | 766 | Hedensted | LAND | Tørring By og Sogn | 10d | 529987.75 | 6192542.78 | SDFE2018 | 1030077 | Wind World W 3700-500 | Wind.World.W3700
570714700000009938 | 1996-04-10 | 550 | 37 | 35 | Ukendt | Ukendt | 259 | Køge | LAND | Højelse | 1a | 695839.22 | 6156733.99 | SDFE2018 | 183331 | Ukendt Ukendt | 0
570714700000009945 | 1996-04-10 | 550 | 37 | 35 | Ukendt | Ukendt | 259 | Køge | LAND | Højelse | 1a | 695707.63 | 6156769.89 | SDFE2018 | 183332 | Ukendt Ukendt | 0
570714700000005107 | 1997-11-01 | 550 | 41 | 42 | Nordtank | NTK 55/41 | 260 | Halsnæs | LAND | Hågendrup by, Melby | 5a | 684608.03 | 6206961.7 | SDFE2018 | 87-7435 | Nordtank NTK 55/41 | Nordtank.NTK500
570714700000005114 | 1997-06-12 | 550 | 41 | 42 | Nordtank | NTK 55/41 | 260 | Halsnæs | LAND | Hågendrup by, Melby | 5c | 684703.95 | 6206858.54 | SDFE2018 | 87-7437 | Nordtank NTK 55/41 | Nordtank.NTK500
570714700000005121 | 1997-11-01 | 550 | 41 | 42 | Nordtank | NTK 55/41 | 260 | Halsnæs | LAND | Hågendrup by, Melby | 5a | 684797.06 | 6206753.96 | SDFE2018 | 87-7439 | Nordtank NTK 55/41 | Nordtank.NTK500
570714700000005138 | 1997-06-12 | 550 | 41 | 42 | Nordtank | NTK 55/41 | 260 | Halsnæs | LAND | Hågendrup by, Melby | 5a | 684890.05 | 6206649.45 | SDFE2018 | 87-7441 | Nordtank NTK 55/41 | Nordtank.NTK500
570714700000004513 | 1996-06-18 | 550 | 37 | 33 | Ukendt | Ukendt | 265 | Roskilde | LAND | Brordrup | 9a | 694946.51 | 6163918.49 | SDFE2018 | 33-8118 | Ukendt Ukendt | 0
570715000000009464 | 1996-04-30 | 550 | 41 | 42 | Nordtank | NTK 550 | 820 | Vesthimmerlands | LAND | Morum by | 7d | 527981.31 | 6293209.48 | SDFE2018 | 333 | Nordtank NTK 550 | Nordtank.NTK500
570715000000009471 | 1996-04-30 | 550 | 41 | 42 | Nordtank | NTK 550 | 820 | Vesthimmerlands | LAND | Morum by | 7c | 528459.57 | 6292895.77 | SDFE2018 | 334 | Nordtank NTK 550 | Nordtank.NTK500
570714700000000881 | 1994-06-21 | 500 | 39 | 40.5 | Vestas Wind Systems A/S | V 39-500 | 330 | Slagelse | LAND | Hemmeshøj By, Hemmeshøj | 12a | 644332.44 | 6135921.29 | SDFE2018 | 60466281 | Vestas Wind Systems A/S V 39-500 | Vestas.V39.500
570714700000000898 | 1994-06-21 | 500 | 39 | 40.5 | Vestas Wind Systems A/S | V 39-500 | 330 | Slagelse | LAND | Hemmeshøj By, Hemmeshøj | 12a | 644465.51 | 6135849.97 | SDFE2018 | 003-00206 | Vestas Wind Systems A/S V 39-500 | Vestas.V39.500
570714700000000904 | 1994-06-21 | 500 | 39 | 40.5 | Vestas Wind Systems A/S | V 39-500 | 330 | Slagelse | LAND | Hemmeshøj By, Hemmeshøj | 12a | 644599.86 | 6135785.8 | SDFE2018 | 003-00206 | Vestas Wind Systems A/S V 39-500 | Vestas.V39.500
570714700000002182 | 1996-03-01 | 500 | 39 | 35 | Vestas Wind Systems A/S | V 39 | 330 | Slagelse | LAND | Uoplyst | 3a | 640731.7 | 6133225.08 | SDFE2018 | 183149 | Vestas Wind Systems A/S V 39 | Vestas.V39.500
570714700000002199 | 1996-03-01 | 500 | 39 | 35 | Vestas Wind Systems A/S | V 39 | 330 | Slagelse | LAND | Uoplyst | 4b | 640873.35 | 6133083.88 | SDFE2018 | 183150 | Vestas Wind Systems A/S V 39 | Vestas.V39.500
570714700000002205 | 1996-03-01 | 500 | 39 | 35 | Vestas Wind Systems A/S | V 39 | 330 | Slagelse | LAND | Uoplyst | 4b | 641014.8 | 6132942.65 | SDFE2018 | 183151 | Vestas Wind Systems A/S V 39 | Vestas.V39.500
570714700000002304 | 1996-03-01 | 500 | 39 | 35 | Vestas Wind Systems A/S | V 39 | 336 | Stevns | LAND | Uoplyst | 18a | 717420.28 | 6137212.74 | SDFE2018 | SVV024 | Vestas Wind Systems A/S V 39 | Vestas.V39.500
570714700000002311 | 1996-03-01 | 500 | 39 | 35 | Vestas Wind Systems A/S | V 39 | 336 | Stevns | LAND | Uoplyst | 18a | 717440.84 | 6137411.61 | SDFE2018 | SVV024 | Vestas Wind Systems A/S V 39 | Vestas.V39.500
570714700000009914 | 1996-01-18 | 500 | 39 | 35 | Vestas Wind Systems A/S | V 39-500 | 336 | Stevns | LAND | Holtug | 18a | 717461.35 | 6137610.43 | SDFE2018 | 183274 | Vestas Wind Systems A/S V 39-500 | Vestas.V39.500
570714700000000232 | 1994-11-16 | 500 | 39 | 40.5 | Vestas Wind Systems A/S | V 39 | 350 | Lejre | LAND | Gøderup | 11a | 691837.19 | 6165775.44 | SDFE2018 | 45-7372 | Vestas Wind Systems A/S V 39 | Vestas.V39.500
570714700000000249 | 1994-11-16 | 500 | 39 | 40.5 | Vestas Wind Systems A/S | V 39 | 350 | Lejre | LAND | Gøderup | 11a | 691962.65 | 6165675.53 | SDFE2018 | 45-7372 | Vestas Wind Systems A/S V 39 | Vestas.V39.500
570714700000000256 | 1994-11-16 | 500 | 39 | 40.5 | Vestas Wind Systems A/S | V 39 | 350 | Lejre | LAND | Gøderup | 11a | 692086.07 | 6165576.63 | SDFE2018 | 45-7372 | Vestas Wind Systems A/S V 39 | Vestas.V39.500
570714700000002076 | 1993-09-01 | 500 | 39 | 35 | Vestas Wind Systems A/S | V 39 | 360 | Lolland | LAND | Uoplyst | 14 | 642793.24 | 6092329.09 | SDFE2018 | SVV015 | Vestas Wind Systems A/S V 39 | Vestas.V39.500
570714700000002083 | 1993-09-01 | 500 | 39 | 35 | Vestas Wind Systems A/S | V 39 | 360 | Lolland | LAND | Uoplyst | 14 | 642994.11 | 6092331.07 | SDFE2018 | SVV015 | Vestas Wind Systems A/S V 39 | Vestas.V39.500
570714700000002212 | 1995-11-01 | 500 | 37 | 35 | Wind World | W 3700-500 | 360 | Lolland | LAND | Uoplyst | 1a | 634348.81 | 6074134.14 | SDFE2018 | 182903 | Wind World W 3700-500 | Wind.World.W3700
570714700000002229 | 1995-11-01 | 500 | 37 | 35 | Wind World | W 3700-500 | 360 | Lolland | LAND | Uoplyst | 1a | 634337.69 | 6073994.45 | SDFE2018 | 182904 | Wind World W 3700-500 | Wind.World.W3700
570714700000002236 | 1995-11-01 | 500 | 37 | 35 | Wind World | W 3700-500 | 360 | Lolland | LAND | Uoplyst | 1s | 634325.41 | 6073854.45 | SDFE2018 | 182905 | Wind World W 3700-500 | Wind.World.W3700
570714700000002274 | 1996-06-01 | 500 | 37.3 | 35 | Wind World | W 3700-500 | 360 | Lolland | LAND | Uoplyst | 1t | 632520.88 | 6073405.04 | SDFE2018 | 184551 | Wind World W 3700-500 | Wind.World.W3700
570714700000002281 | 1996-06-01 | 500 | 37.3 | 35 | Wind World | W 3700-500 | 360 | Lolland | LAND | Uoplyst | 1t | 632731.28 | 6073417.59 | SDFE2018 | 184554 | Wind World W 3700-500 | Wind.World.W3700
570714700000002298 | 1996-06-01 | 500 | 37.3 | 35 | Wind World | W 3700-500 | 360 | Lolland | LAND | Uoplyst | 1t | 632749.11 | 6073272.96 | SDFE2018 | 184557 | Wind World W 3700-500 | Wind.World.W3700
570714700000004001 | 1997-06-27 | 500 | 38 | 45 | Vestas Wind Systems A/S | V 39-500 | 360 | Lolland | LAND | Bjernæs By, Olstrup | 6 | 659289.9 | 6058479.04 | SDFE2018 | 2061091 | Vestas Wind Systems A/S V 39-500 | Vestas.V39.500
570714700000004025 | 1993-11-22 | 500 | 38 | 40 | Vestas Wind Systems A/S | V 39-500 | 360 | Lolland | LAND | Errindlev By, Errindlev | 7a | 660985.7 | 6060101.26 | SDFE2018 | 2061084 | Vestas Wind Systems A/S V 39-500 | Vestas.V39.500
570714700000008559 | 1993-09-09 | 500 | 39 | 35 | Vestas Wind Systems A/S | V 39-500 | 360 | Lolland | LAND | Kastager By, Utterslev | 10h | 642593.4 | 6092326.64 | SDFE2018 | 180875 | Vestas Wind Systems A/S V 39-500 | Vestas.V39.500
570714700000009846 | 1995-07-06 | 500 | 41 | 35 | BONUS | 39-500 | 360 | Lolland | LAND | Sandby By, Sandby | 27a m.f | 633463.04 | 6081126.76 | SDFE2018 | 182769 | BONUS 39-500 | Bonus.B41.500
570714700000010033 | 1996-09-04 | 500 | 37 | 35 | Wind World | W 3700-500 | 360 | Lolland | LAND | Ø.Amalieager, Dannemare | 2b | 641279.51 | 6066812.44 | SDFE2018 | 183667 | Wind World W 3700-500 | Wind.World.W3700
570714700000010415 | 1996-12-20 | 500 | 37.3 | 35 | Wind World | W 3700-500 | 360 | Lolland | LAND | Bogø Indd.,Kappel | 1f | 632540.28 | 6073260.15 | SDFE2018 | 184544 | Wind World W 3700-500 | Wind.World.W3700
570714700000011702 | 1994-12-28 | 500 | 39 | 35 | Vestas Wind Systems A/S | V 39-500 | 360 | Lolland | LAND | Utterslev | 2a | 638001.58 | 6091588.62 | SDFE2018 | 182319 | Vestas Wind Systems A/S V 39-500 | Vestas.V39.500
570714700000002137 | 1994-08-01 | 500 | 37 | 35 | Ukendt | Ukendt | 370 | Næstved | LAND | Uoplyst | 15a | 658719.37 | 6127967.85 | SDFE2018 | Ukendt | Ukendt Ukendt | 0
570714700000002144 | 1994-08-01 | 500 | 37 | 35 | Ukendt | Ukendt | 370 | Næstved | LAND | Uoplyst | 15a | 658752.36 | 6127796.87 | SDFE2018 | Ukendt | Ukendt Ukendt | 0
570714700000009587 | 1994-05-20 | 500 | 37 | 32 | Ukendt | Ukendt | 370 | Næstved | LAND | Hårslev By Og Sogn | 15a | 658686.05 | 6128139.57 | SDFE2018 | 181151 | Ukendt Ukendt | 0
570714700000009785 | 1995-01-25 | 500 | 37 | 35 | Ukendt | Ukendt | 370 | Næstved | LAND | Gavnø Hvdg, Vejlø | 1c | 674137.32 | 6115776.53 | SDFE2018 | 182395 | Ukendt Ukendt | 0
570714700000010194 | 1996-11-15 | 500 | 37 | 35 | Ukendt | Ukendt | 370 | Næstved | LAND | Arløse By, Førslev | 11a | 661468.93 | 6127723.77 | SDFE2018 | 184144 | Ukendt Ukendt | 0
570714700000010200 | 1996-11-15 | 500 | 37.5 | 35 | Ukendt | Ukendt | 370 | Næstved | LAND | Arløse By, Førslev | del 4af | 661480.44 | 6127478.15 | SDFE2018 | 184146 | Ukendt Ukendt | 0
570714700000010217 | 1996-11-15 | 500 | 37.3 | 35 | Ukendt | Ukendt | 370 | Næstved | LAND | Arløse By, Førslev | del 3af | 661474.87 | 6127601.47 | SDFE2018 | 184147 | Ukendt Ukendt | 0
570714700000011689 | 1995-01-25 | 500 | 37 | 35 | Ukendt | Ukendt | 370 | Næstved | LAND | Gavnø Hvdg, Vejlø | 1c | 674287.44 | 6115771.57 | SDFE2018 | 182396 | Ukendt Ukendt | 0
570714700000011696 | 1995-01-25 | 500 | 37 | 35 | Ukendt | Ukendt | 370 | Næstved | LAND | Gavnø Hvdg, Vejlø | 1c | 674437.55 | 6115766.06 | SDFE2018 | 182397 | Ukendt Ukendt | 0
570714700000001994 | 1992-10-01 | 500 | 37 | 35 | Wind World | W 3700-500 | 376 | Guldborgsund | LAND | Uoplyst | 2d | 689977.23 | 6068071.23 | SDFE2018 | 60607444 | Wind World W 3700-500 | Wind.World.W3700
570714700000002120 | 1994-07-01 | 500 | 37 | 35 | Wind World | W 3700-500 | 376 | Guldborgsund | LAND | Uoplyst | 2d | 689884.48 | 6067714.93 | SDFE2018 | 182768 | Wind World W 3700-500 | Wind.World.W3700
570714700000002366 | 1996-01-01 | 500 | 39 | 40.5 | Vestas Wind Systems A/S | V 39 | 376 | Guldborgsund | LAND | Uoplyst | 9 | 669782.12 | 6081116.64 | SDFE2018 | 183277 | Vestas Wind Systems A/S V 39 | Vestas.V39.500
570714700000002373 | 1996-01-01 | 500 | 39 | 40.5 | Vestas Wind Systems A/S | V 39 | 376 | Guldborgsund | LAND | Uoplyst | 15h | 669765.05 | 6080927.37 | SDFE2018 | 183276 | Vestas Wind Systems A/S V 39 | Vestas.V39.500
570714700000009778 | 1994-12-22 | 500 | 39 | 40.5 | Vestas Wind Systems A/S | V 39-500 | 376 | Guldborgsund | LAND | Tårs By, Tårs | 9 m.fl | 669799.13 | 6081306.51 | SDFE2018 | 182387 | Vestas Wind Systems A/S V 39-500 | Vestas.V39.500
570714700000009839 | 1995-08-14 | 500 | 41 | 35 | BONUS | 39-500 | 376 | Guldborgsund | LAND | Skelby By, Skelby | 14g | 687653.58 | 6055777.81 | SDFE2018 | 182726 | BONUS 39-500 | Bonus.B41.500
570714700000009921 | 1996-01-17 | 500 | 39 | 40 | Vestas Wind Systems A/S | V 39-500 | 376 | Guldborgsund | LAND | Skovbyvej, Tårs | 9 | 669816.07 | 6081494.92 | SDFE2018 | 183284 | Vestas Wind Systems A/S V 39-500 | Vestas.V39.500
570714700000009808 | 1995-05-08 | 500 | 37 | 35 | Ukendt | Ukendt | 390 | Vordingborg | LAND | Neble, Stege Lds | 4b | 707452.46 | 6095858.48 | SDFE2018 | 182430 | Ukendt Ukendt | 0
570715000000052279 | 1996-09-18 | 500 | 37.3 | 35 | Ukendt | Ukendt | 482 | Langeland | LAND | Fæbæk By, Bøstrup | 9 | 619559.82 | 6103846.28 | SDFE2018 | 34140229 | Ukendt Ukendt | 0
571313153200137826 | 2013-12-19 | 500 | 37 | 35 | Ukendt | Ukendt | 482 | Langeland | LAND | Fæbæk _By, Bøstrup | 8 | 619571.31 | 6103939.07 | SDFE2018 | 34140829 | Ukendt Ukendt | 0
570715000000046261 | 1994-10-15 | 500 | 39 | 40 | Vestas Wind Systems A/S | V 39 | 550 | Tønder | LAND | Øster Gammelby | 236 | 484576.12 | 6094209.6 | SDFE2018 | 31780 | Vestas Wind Systems A/S V 39 | Vestas.V39.500
570715000000048517 | 1994-11-10 | 500 | 37 | 41.5 | Wind World | W 3700-500 | 550 | Tønder | LAND | Tyvse | 3 | 492999.2 | 6093553.01 | SDFE2018 | WAB | Wind World W 3700-500 | Wind.World.W3700
570715000000048531 | 1994-11-10 | 500 | 37 | 41.5 | Wind World | W 3700-500 | 550 | Tønder | LAND | Tyvse | 3 | 493074.78 | 6092958.5 | SDFE2018 | WAB | Wind World W 3700-500 | Wind.World.W3700
570715000000048548 | 1994-11-10 | 500 | 37 | 41.5 | Wind World | W 3700-500 | 550 | Tønder | LAND | Tyvse | 3 | 493131.29 | 6093422.2 | SDFE2018 | WAB | Wind World W 3700-500 | Wind.World.W3700
570715000000048555 | 1994-11-10 | 500 | 37 | 41.5 | Wind World | W 3700-500 | 550 | Tønder | LAND | Tyvse | 3 | 493169.61 | 6093125.51 | SDFE2018 | WAB | Wind World W 3700-500 | Wind.World.W3700
570715000000035715 | 1995-11-09 | 500 | 37 | 35 | Ukendt | Ukendt | 561 | Esbjerg | LAND | Veldbæk | 120 | 470229.32 | 6146125.49 | SDFE2018 | WVB | Ukendt Ukendt | 0
570715000000035722 | 1995-11-09 | 500 | 37 | 35 | Ukendt | Ukendt | 561 | Esbjerg | LAND | Veldbæk | 1g | 470120.76 | 6146292.24 | SDFE2018 | WVB | Ukendt Ukendt | 0
570715000000035739 | 1995-11-09 | 500 | 37 | 35 | Ukendt | Ukendt | 561 | Esbjerg | LAND | Veldbæk | 1g | 470011.52 | 6146459.88 | SDFE2018 | WVB | Ukendt Ukendt | 0
570715000000040825 | 1996-06-26 | 500 | 39 | 40 | Vestas Wind Systems A/S | V 39-500 | 657 | Herning | LAND | Hovedejerlavet, Nr.Omme | 12u | 474287.12 | 6223291.51 | SDFE2018 | 8503301 | Vestas Wind Systems A/S V 39-500 | Vestas.V39.500
570715000000040849 | 1996-06-26 | 500 | 39 | 40 | Vestas Wind Systems A/S | V 39-500 | 657 | Herning | LAND | Hovedejerlavet, Nr.Omme | 12f | 474119.43 | 6223376.54 | SDFE2018 | 8503301 | Vestas Wind Systems A/S V 39-500 | Vestas.V39.500
570715000000042379 | 1994-12-22 | 500 | 39 | 40.5 | Vestas Wind Systems A/S | V 39-500 | 657 | Herning | LAND | Nr. Omme | 12f | 473896.72 | 6222839.23 | SDFE2018 | WFJ | Vestas Wind Systems A/S V 39-500 | Vestas.V39.500
570715000000044519 | 1995-11-28 | 500 | 41 | 40 | BONUS | 500 kW | 657 | Herning | LAND | Sønderlandet, Skarrild | 2s | 493381.16 | 6202420.28 | SDFE2018 | 7141227 | BONUS 500 kW | Bonus.B41.500
570715000000037924 | 1996-04-22 | 500 | 39 | 40.5 | Vestas Wind Systems A/S | V 39-500 | 661 | Holstebro | LAND | Nees By, Nees | 1ak | 451376.92 | 6248715.47 | SDFE2018 | 40111164 | Vestas Wind Systems A/S V 39-500 | Vestas.V39.500
570715000000040634 | 1996-11-05 | 500 | 39 | 40.5 | Vestas Wind Systems A/S | V 39-500 | 661 | Holstebro | LAND | Den Nordlige Del Ulfborg | 15l | 456720.18 | 6240947.69 | SDFE2018 | 8502001 | Vestas Wind Systems A/S V 39-500 | Vestas.V39.500
570715000000041310 | 1995-12-07 | 500 | 39 | 40.5 | Vestas Wind Systems A/S | V 39-500 | 661 | Holstebro | LAND | Den nordlige del Ulfborg | 15m | 456807.29 | 6241107.8 | SDFE2018 | 8504951 | Vestas Wind Systems A/S V 39-500 | Vestas.V39.500
570715000000037597 | 1995-11-13 | 500 | 39 | 40 | Vestas Wind Systems A/S | V 39-500 | 665 | Lemvig | LAND | Rom By, Rom | 10h | 456064.88 | 6264343.97 | SDFE2018 | 40104142 | Vestas Wind Systems A/S V 39-500 | Vestas.V39.500
570715000000021428 | 1994-12-14 | 500 | 41 | 35 | BONUS | 500 kW | 706 | Syddjurs | LAND | Boeslum by, Dråby | 20ba | 607478.01 | 6228358.29 | SDFE2018 | 257978 | BONUS 500 kW | Bonus.B41.500
570715000000019371 | 1994-12-22 | 500 | 41 | 35 | BONUS | B-118-1 | 710 | Favrskov | LAND | Sandby By, Haldum Sogn | 7a | 565345.26 | 6239002.89 | SDFE2018 | 95086 | BONUS B-118-1 | Bonus.B54.1000
570715000000019418 | 1994-12-22 | 500 | 41 | 35 | BONUS | B-118-1 | 710 | Favrskov | LAND | Sandby By, Haldum Sogn | 7a | 565118.25 | 6239082.29 | SDFE2018 | 95096 | BONUS B-118-1 | Bonus.B54.1000
570715000000023972 | 1995-05-30 | 500 | 39 | 45 | Vestas Wind Systems A/S | V 39 | 727 | Odder | HAV | Ukendt | 0 | 584396.42 | 6203076.76 | SDFE2018 | WTU | Vestas Wind Systems A/S V 39 | Vestas.V39.500
570715000000023989 | 1995-05-30 | 500 | 39 | 45 | Vestas Wind Systems A/S | V 39 | 727 | Odder | HAV | Ukendt | 0 | 584395.56 | 6203276.59 | SDFE2018 | WTU | Vestas Wind Systems A/S V 39 | Vestas.V39.500
570715000000023996 | 1995-05-30 | 500 | 39 | 45 | Vestas Wind Systems A/S | V 39 | 727 | Odder | HAV | Ukendt | 0 | 584394.55 | 6203476.67 | SDFE2018 | WTU | Vestas Wind Systems A/S V 39 | Vestas.V39.500
570715000000024009 | 1995-05-30 | 500 | 39 | 45 | Vestas Wind Systems A/S | V 39 | 727 | Odder | HAV | Ukendt | 0 | 584391.03 | 6203678.75 | SDFE2018 | WTU | Vestas Wind Systems A/S V 39 | Vestas.V39.500
570715000000024016 | 1995-05-30 | 500 | 39 | 45 | Vestas Wind Systems A/S | V 39 | 727 | Odder | HAV | Ukendt | 0 | 584390.02 | 6203878.82 | SDFE2018 | WTU | Vestas Wind Systems A/S V 39 | Vestas.V39.500
570715000000024023 | 1995-05-30 | 500 | 39 | 45 | Vestas Wind Systems A/S | V 39 | 727 | Odder | HAV | Ukendt | 0 | 584795.81 | 6203010.34 | SDFE2018 | WTU | Vestas Wind Systems A/S V 39 | Vestas.V39.500
570715000000024030 | 1995-05-30 | 500 | 39 | 45 | Vestas Wind Systems A/S | V 39 | 727 | Odder | HAV | Ukendt | 0 | 584794.66 | 6203210.65 | SDFE2018 | WTU | Vestas Wind Systems A/S V 39 | Vestas.V39.500
570715000000024047 | 1995-05-30 | 500 | 39 | 45 | Vestas Wind Systems A/S | V 39 | 727 | Odder | HAV | Ukendt | 0 | 584793.42 | 6203410.58 | SDFE2018 | WTU | Vestas Wind Systems A/S V 39 | Vestas.V39.500
570715000000024054 | 1995-05-30 | 500 | 39 | 45 | Vestas Wind Systems A/S | V 39 | 727 | Odder | HAV | Ukendt | 0 | 584791.8 | 6203610.6 | SDFE2018 | WTU | Vestas Wind Systems A/S V 39 | Vestas.V39.500
570715000000024061 | 1995-05-30 | 500 | 39 | 45 | Vestas Wind Systems A/S | V 39 | 727 | Odder | HAV | Ukendt | 0 | 584791.26 | 6203810.96 | SDFE2018 | WTU | Vestas Wind Systems A/S V 39 | Vestas.V39.500
570715000000033933 | 1995-10-10 | 500 | 39 | 40 | Vestas Wind Systems A/S | V 39-500 | 760 | Ringkøbing-Skjern | LAND | Skuldbøl Hemmet | 6b | 460439.16 | 6191474.21 | SDFE2018 | 59536 | Vestas Wind Systems A/S V 39-500 | Vestas.V39.500
570715000000033971 | 1996-06-14 | 500 | 39 | 40 | Vestas Wind Systems A/S | V 39-500 | 760 | Ringkøbing-Skjern | LAND | Skuldbøl Hemmet | 6b | 460298.81 | 6191503.43 | SDFE2018 | 59768 | Vestas Wind Systems A/S V 39-500 | Vestas.V39.500
570715000000033988 | 1996-06-14 | 500 | 39 | 40 | Vestas Wind Systems A/S | V 39-500 | 760 | Ringkøbing-Skjern | LAND | Skuldbøl Hemmet | 6b | 460393.58 | 6191610.28 | SDFE2018 | 59769 | Vestas Wind Systems A/S V 39-500 | Vestas.V39.500
570715000000033995 | 1996-06-14 | 500 | 39 | 40 | Vestas Wind Systems A/S | V 39-500 | 760 | Ringkøbing-Skjern | LAND | Skuldbøl Hemmet | 6b | 460488.17 | 6191718.25 | SDFE2018 | 59770 | Vestas Wind Systems A/S V 39-500 | Vestas.V39.500
570715000000034008 | 1996-06-14 | 500 | 39 | 40 | Vestas Wind Systems A/S | V 39-500 | 760 | Ringkøbing-Skjern | LAND | Skuldbøl Hemmet | 6b | 460530.45 | 6191584.45 | SDFE2018 | 59771 | Vestas Wind Systems A/S V 39-500 | Vestas.V39.500
570715000000040832 | 1996-06-26 | 500 | 39 | 40 | Vestas Wind Systems A/S | V 39-500 | 760 | Ringkøbing-Skjern | LAND | Hovedejerlavet, Nr.Omme | 12v | 474231.64 | 6222669.73 | SDFE2018 | 8503301 | Vestas Wind Systems A/S V 39-500 | Vestas.V39.500
570715000000040856 | 1996-06-26 | 500 | 39 | 40 | Vestas Wind Systems A/S | V 39-500 | 760 | Ringkøbing-Skjern | LAND | Hovedejerlavet, Nr.Omme | 12s | 474065.58 | 6222753.66 | SDFE2018 | 8503301 | Vestas Wind Systems A/S V 39-500 | Vestas.V39.500
570715000000040863 | 1995-01-01 | 500 | 39 | 40 | Vestas Wind Systems A/S | V 39-500 | 760 | Ringkøbing-Skjern | LAND | Hovedejerlavet, Nr.Omme | 47r | 473729.49 | 6222923.83 | SDFE2018 | 85081 | Vestas Wind Systems A/S V 39-500 | Vestas.V39.500
570715000000042324 | 1994-12-22 | 500 | 39 | 40.5 | Vestas Wind Systems A/S | V 39-500 | 760 | Ringkøbing-Skjern | LAND | Nr. Omme | 46i | 472892.34 | 6223347.07 | SDFE2018 | WFJ | Vestas Wind Systems A/S V 39-500 | Vestas.V39.500
570715000000042331 | 1994-12-22 | 500 | 39 | 40.5 | Vestas Wind Systems A/S | V 39-500 | 760 | Ringkøbing-Skjern | LAND | Nr. Omme | 46n | 473060.14 | 6223262.27 | SDFE2018 | WFJ | Vestas Wind Systems A/S V 39-500 | Vestas.V39.500
570715000000042348 | 1994-12-22 | 500 | 39 | 40.5 | Vestas Wind Systems A/S | V 39-500 | 760 | Ringkøbing-Skjern | LAND | Nr. Omme | 46n | 473227.33 | 6223177.75 | SDFE2018 | WFJ | Vestas Wind Systems A/S V 39-500 | Vestas.V39.500
570715000000042355 | 1994-12-22 | 500 | 39 | 40.5 | Vestas Wind Systems A/S | V 39-500 | 760 | Ringkøbing-Skjern | LAND | Nr. Omme | 47r | 473394.43 | 6223093.15 | SDFE2018 | WFJ | Vestas Wind Systems A/S V 39-500 | Vestas.V39.500
570715000000042362 | 1994-12-22 | 500 | 39 | 40.5 | Vestas Wind Systems A/S | V 39-500 | 760 | Ringkøbing-Skjern | LAND | Nr. Omme | 47r | 473562.04 | 6223008.41 | SDFE2018 | WFJ | Vestas Wind Systems A/S V 39-500 | Vestas.V39.500
570715000000042386 | 1994-12-22 | 500 | 39 | 40.5 | Vestas Wind Systems A/S | V 39-500 | 760 | Ringkøbing-Skjern | LAND | Nr. Omme | 38a | 472947.99 | 6223968.54 | SDFE2018 | WFJ | Vestas Wind Systems A/S V 39-500 | Vestas.V39.500
570715000000042393 | 1994-12-22 | 500 | 39 | 40.5 | Vestas Wind Systems A/S | V 39-500 | 760 | Ringkøbing-Skjern | LAND | Nr. Omme | 38a | 473115.16 | 6223883.8 | SDFE2018 | WFJ | Vestas Wind Systems A/S V 39-500 | Vestas.V39.500
570715000000042409 | 1994-12-22 | 500 | 39 | 40.5 | Vestas Wind Systems A/S | V 39-500 | 760 | Ringkøbing-Skjern | LAND | Nr. Omme | 38a | 473282.63 | 6223799.43 | SDFE2018 | WFJ | Vestas Wind Systems A/S V 39-500 | Vestas.V39.500
570715000000042416 | 1994-12-22 | 500 | 39 | 40.5 | Vestas Wind Systems A/S | V 39-500 | 760 | Ringkøbing-Skjern | LAND | Nr. Omme | 38a | 473449.95 | 6223714.69 | SDFE2018 | WFJ | Vestas Wind Systems A/S V 39-500 | Vestas.V39.500
570715000000042423 | 1994-12-22 | 500 | 39 | 40.5 | Vestas Wind Systems A/S | V 39-500 | 760 | Ringkøbing-Skjern | LAND | Nr. Omme | 46l | 473617.32 | 6223630.23 | SDFE2018 | WFJ | Vestas Wind Systems A/S V 39-500 | Vestas.V39.500
570715000000042430 | 1994-12-22 | 500 | 39 | 40.5 | Vestas Wind Systems A/S | V 39-500 | 760 | Ringkøbing-Skjern | LAND | Nr. Omme | 46l | 473784.74 | 6223545.48 | SDFE2018 | WFJ | Vestas Wind Systems A/S V 39-500 | Vestas.V39.500
570715000000042447 | 1994-12-22 | 500 | 39 | 40.5 | Vestas Wind Systems A/S | V 39-500 | 760 | Ringkøbing-Skjern | LAND | Nr. Omme | 46l | 473952.18 | 6223460.84 | SDFE2018 | WFJ | Vestas Wind Systems A/S V 39-500 | Vestas.V39.500
570715000000028427 | 1994-12-19 | 500 | 39 | 40.5 | Vestas Wind Systems A/S | V 39-500 | 773 | Morsø | LAND | Frøslev | 1p | 485477.13 | 6294957.96 | SDFE2018 | 223367 | Vestas Wind Systems A/S V 39-500 | Vestas.V39.500
570715000000028434 | 1994-12-19 | 500 | 39 | 40.5 | Vestas Wind Systems A/S | V 39-500 | 773 | Morsø | LAND | Frøslev | 1p | 485477.96 | 6295119.8 | SDFE2018 | 223367 | Vestas Wind Systems A/S V 39-500 | Vestas.V39.500
570715000000017681 | 1993-11-03 | 500 | 39 | 40.5 | Vestas Wind Systems A/S | V 39-500 | 779 | Skive | LAND | Trustrup by, Dølby | 2d | 500278.28 | 6276144.58 | SDFE2018 | 2050222 | Vestas Wind Systems A/S V 39-500 | Vestas.V39.500
570715000000017728 | 1994-10-25 | 500 | 39 | 40.5 | Vestas Wind Systems A/S | V 39-500 | 779 | Skive | LAND | Otting by, Otting | 7f | 495214.56 | 6276481.46 | SDFE2018 | 2050227 | Vestas Wind Systems A/S V 39-500 | Vestas.V39.500
570715000000017735 | 1994-12-22 | 500 | 39 | 40.5 | Vestas Wind Systems A/S | V 39-500 | 779 | Skive | LAND | Krejbjerg | 50a | 491288.5 | 6280386.25 | SDFE2018 | 2050229 | Vestas Wind Systems A/S V 39-500 | Vestas.V39.500
570715000000017742 | 1995-04-12 | 500 | 39 | 40.5 | Vestas Wind Systems A/S | V 39-500 | 779 | Skive | LAND | Ilbjerg by, Roslev | 5a | 500958.5 | 6284809.11 | SDFE2018 | 2050231 | Vestas Wind Systems A/S V 39-500 | Vestas.V39.500
570714700000000379 | 1993-01-20 | 500 | 39 | 40.5 | Vestas Wind Systems A/S | V 39 | 201 | Allerød | LAND | Kollerød By, Lynge Sogn | 12a | 705673.78 | 6196241.93 | SDFE2018 | 69-12330 | Vestas Wind Systems A/S V 39 | Vestas.V39.500
570714700000009648 | 1994-01-18 | 500 | 37 | 35 | Ukendt | Ukendt | 259 | Køge | LAND | Højelse | 1a m.fl | 696016.03 | 6156964 | SDFE2018 | 181300 | Ukendt Ukendt | 0
570714700000009655 | 1994-01-18 | 500 | 37 | 35 | Ukendt | Ukendt | 259 | Køge | LAND | Højelse | 1a m.fl | 695993.22 | 6156832.08 | SDFE2018 | 181301 | Ukendt Ukendt | 0
570714700000009662 | 1994-01-18 | 500 | 37 | 35 | Ukendt | Ukendt | 259 | Køge | LAND | Højelse | 1a m.fl | 695969.96 | 6156698.24 | SDFE2018 | 181302 | Ukendt Ukendt | 0
570715000000005978 | 1994-01-31 | 500 | 37 | 33.8 | Ukendt | Ukendt | 787 | Thisted | LAND | Kjelstrup By, Hillerslev | 14a | 483926.73 | 6316904.79 | SDFE2018 | 38500100 | Ukendt Ukendt | 0
570714700000004575 | 1992-09-01 | 500 | 41 | 37 | Nordtank | NTK 500 | 265 | Roskilde | LAND | Veddelev | 15a | 694759.92 | 6175799.5 | SDFE2018 | 15449927 | Nordtank NTK 500 | Nordtank.NTK500
570715000000030888 | 1993-03-15 | 500 | 39 | 40.5 | Vestas Wind Systems A/S | V 39-500 | 787 | Thisted | LAND | Grurup by | 11a | 465067.76 | 6293961.05 | SDFE2018 | 160136 | Vestas Wind Systems A/S V 39-500 | Vestas.V39.500
570715000000030987 | 1993-12-20 | 500 | 39 | 40.5 | Vestas Wind Systems A/S | V 39-500 | 787 | Thisted | LAND | Beersted | 1a | 472536.23 | 6306112.48 | SDFE2018 | 160158 | Vestas Wind Systems A/S V 39-500 | Vestas.V39.500
570715000000031113 | 1995-02-14 | 500 | 37 | 35 | Wind World | W 3700 | 787 | Thisted | LAND | Stagstrup | 5c | 475135.44 | 6301210.33 | SDFE2018 | 160185 | Wind World W 3700 | Wind.World.W3700
570715000000031144 | 1995-03-27 | 500 | 39 | 40.5 | Vestas Wind Systems A/S | V 39-500 | 787 | Thisted | LAND | Ydby by | 1b | 464556.33 | 6287202.5 | SDFE2018 | 160190 | Vestas Wind Systems A/S V 39-500 | Vestas.V39.500
570715000000031182 | 1995-09-21 | 500 | 39 | 40.5 | Vestas Wind Systems A/S | V 39-500 | 787 | Thisted | LAND | Hundborg | 3a m.fl | 469631.87 | 6306499.27 | SDFE2018 | 160202 | Vestas Wind Systems A/S V 39-500 | Vestas.V39.500
570715000000031786 | 1994-09-23 | 500 | 39 | 40.5 | Vestas Wind Systems A/S | V 39-500 | 787 | Thisted | LAND | Refs by | 6a | 463487.5 | 6287937.21 | SDFE2018 | 160328 | Vestas Wind Systems A/S V 39-500 | Vestas.V39.500
570715000000045042 | 1994-06-30 | 500 | 39 | 38 | Vestas Wind Systems A/S | V 39-500 | 787 | Thisted | LAND | Abildegård, grurup | 1 | 464377.48 | 6292453.3 | SDFE2018 | 60160 | Vestas Wind Systems A/S V 39-500 | Vestas.V39.500
570715000000013850 | 1994-12-16 | 500 | 39 | 40 | Vestas Wind Systems A/S | V 39-500 | 791 | Viborg | LAND | Mammen by | 31m | 538701.21 | 6250469.33 | SDFE2018 | 3122202 | Vestas Wind Systems A/S V 39-500 | Vestas.V39.500
570715000000013867 | 1993-10-05 | 500 | 42 | 40 | Vestas Wind Systems A/S | V 42 | 791 | Viborg | LAND | Mammen by | 31m | 538600.07 | 6250633.56 | SDFE2018 | 3122871 | Vestas Wind Systems A/S V 42 | Vestas.V42.600
570715000000017698 | 1994-05-17 | 500 | 39 | 40.5 | Vestas Wind Systems A/S | V 39-500 | 791 | Viborg | LAND | Vridsted | 8b3f | 501245.56 | 6253456.68 | SDFE2018 | 2050223 | Vestas Wind Systems A/S V 39-500 | Vestas.V39.500
570715000000017704 | 1994-10-05 | 500 | 39 | 40.5 | Ukendt | Ukendt | 791 | Viborg | LAND | Vridsted | 7a | 501748.63 | 6258150 | SDFE2018 | 2050225 | Ukendt Ukendt | 0
570715000000009419 | 1995-04-27 | 500 | 37.2 | 35 | Nordtank | NTK 500/37/31 | 820 | Vesthimmerlands | LAND | Morum by | 7a | 528109.55 | 6293097.09 | SDFE2018 | 324 | Nordtank NTK 500/37/31 | Nordtank.NTK500
570715000000009440 | 1996-04-24 | 500 | 39 | 45 | Vestas Wind Systems A/S | V 39-500 | 820 | Vesthimmerlands | LAND | Brøndum by | 11a | 520663.72 | 6311873.73 | SDFE2018 | 331 | Vestas Wind Systems A/S V 39-500 | Vestas.V39.500
570715000000009457 | 1996-04-24 | 500 | 39 | 45 | Vestas Wind Systems A/S | V 39-500 | 820 | Vesthimmerlands | LAND | Brøndum by | 11a | 520435.65 | 6311901.47 | SDFE2018 | 332 | Vestas Wind Systems A/S V 39-500 | Vestas.V39.500
570715000000009525 | 1996-12-12 | 500 | 37.2 | 35 | Nordtank | NTK 500/37/31 | 851 | Ålborg | LAND | Pederstrup | 1m | 556964.62 | 6312831.84 | SDFE2018 | 339 | Nordtank NTK 500/37/31 | Nordtank.NTK500
570715000000009532 | 1996-12-12 | 500 | 37.2 | 35 | Nordtank | NTK 500/37/31 | 851 | Ålborg | LAND | Pederstrup | 1n | 557053.24 | 6312784.39 | SDFE2018 | 340 | Nordtank NTK 500/37/31 | Nordtank.NTK500
570715000000010347 | 1999-11-01 | 500 | 39 | 45 | Vestas Wind Systems A/S | V 39-500 | 851 | Ålborg | LAND | Håls by | 11a | 560595.21 | 6308785.93 | SDFE2018 | 407 | Vestas Wind Systems A/S V 39-500 | Vestas.V39.500
570715000000010378 | 1999-12-20 | 500 | 39 | 40 | Vestas Wind Systems A/S | V 39-500 | 851 | Ålborg | LAND | Håls by | 11r | 560475.39 | 6308946.85 | SDFE2018 | 410 | Vestas Wind Systems A/S V 39-500 | Vestas.V39.500
570715000000010385 | 1999-12-20 | 500 | 39 | 40 | Vestas Wind Systems A/S | V 39-500 | 851 | Ålborg | LAND | Dall by | 14n | 554052.99 | 6313740.76 | SDFE2018 | 411 | Vestas Wind Systems A/S V 39-500 | Vestas.V39.500
570715000000010392 | 1999-12-20 | 500 | 39 | 40 | Vestas Wind Systems A/S | V 39-500 | 851 | Ålborg | LAND | Dall by | 14i | 554232.16 | 6313719.81 | SDFE2018 | 412 | Vestas Wind Systems A/S V 39-500 | Vestas.V39.500
570715000000012518 | 1993-10-28 | 500 | 39 | 40 | Vestas Wind Systems A/S | V 39-500 | 851 | Ålborg | LAND | Ajstrup, Ajstrup | 17a | 560101.07 | 6338346.03 | SDFE2018 | 70059-01 | Vestas Wind Systems A/S V 39-500 | Vestas.V39.500
570715000000002281 | 1999-12-09 | 500 | 39 | 37 | Vestas Wind Systems A/S | V 39-500 | 860 | Hjørring | LAND | Asdal Hgd., Asdal | 30a | 563110.64 | 6380182.05 | SDFE2018 | 0205-3204 | Vestas Wind Systems A/S V 39-500 | Vestas.V39.500
570715000000002298 | 1999-12-17 | 500 | 39 | 37 | Vestas Wind Systems A/S | V 39-500 | 860 | Hjørring | LAND | Asdal Hgd., Asdal | 30a | 563277.78 | 6380130.72 | SDFE2018 | 0205-3205 | Vestas Wind Systems A/S V 39-500 | Vestas.V39.500
570715000000002304 | 1999-12-15 | 500 | 39 | 37 | Vestas Wind Systems A/S | V 39-500 | 860 | Hjørring | LAND | Asdal Hgd., Asdal | 30ba | 563149.86 | 6380011.67 | SDFE2018 | 0205-3206 | Vestas Wind Systems A/S V 39-500 | Vestas.V39.500
570715000000002311 | 1999-12-15 | 500 | 39 | 37 | Vestas Wind Systems A/S | V 39-500 | 860 | Hjørring | LAND | Asdal Hgd., Asdal | 30ba | 563316.77 | 6379960.38 | SDFE2018 | 0205-3207 | Vestas Wind Systems A/S V 39-500 | Vestas.V39.500
570715000000002328 | 1999-12-09 | 500 | 39 | 37 | Vestas Wind Systems A/S | V 39-500 | 860 | Hjørring | LAND | Asdal Hgd., Asdal | 30a | 563188.64 | 6379841.01 | SDFE2018 | 0205-3208 | Vestas Wind Systems A/S V 39-500 | Vestas.V39.500
570714700000000942 | 1994-06-27 | 450 | 37 | 35 | BONUS | 150 - MK lll | 316 | Holbæk | LAND | Svinninge By, Svinninge | 15c | 653387.2 | 6179145.68 | SDFE2018 | 60421157 | BONUS 150 - MK lll | Bonus.B23.150
570714700000000959 | 1994-06-27 | 450 | 37 | 35 | BONUS | 150 - MK lll | 316 | Holbæk | LAND | Svinninge By, Svinninge | 15c | 653370.23 | 6179019.68 | SDFE2018 | 60421157 | BONUS 150 - MK lll | Bonus.B23.150
570714700000000966 | 1994-06-27 | 450 | 37 | 35 | BONUS | 150 - MK lll | 316 | Holbæk | LAND | Svinninge By, Svinninge | 15c | 653353.39 | 6178896 | SDFE2018 | 60421158 | BONUS 150 - MK lll | Bonus.B23.150
570714700000000850 | 1994-01-18 | 450 | 37 | 35 | BONUS | 150 - MK lll | 330 | Slagelse | LAND | Falkensteen Hgd., Slots Bjergby | 2 | 648745.68 | 6138094.4 | SDFE2018 | 60421169 | BONUS 150 - MK lll | Bonus.B23.150
570714700000000867 | 1994-01-18 | 450 | 37 | 35 | BONUS | 150 - MK lll | 330 | Slagelse | LAND | Falkensteen Hgd., Slots Bjergby | 2 | 648895.86 | 6138099.55 | SDFE2018 | 60421169 | BONUS 150 - MK lll | Bonus.B23.150
570714700000000874 | 1994-01-18 | 450 | 37 | 35 | BONUS | 150 - MK lll | 330 | Slagelse | LAND | Falkensteen Hgd., Slots Bjergby | 2 | 649045.2 | 6138104.13 | SDFE2018 | 60421169 | BONUS 150 - MK lll | Bonus.B23.150
570714700000000973 | 1994-07-20 | 450 | 37 | 35 | BONUS | 150 - MK lll | 330 | Slagelse | LAND | Tjæreby By, Tårnborg | 5a | 640800.02 | 6136608.57 | SDFE2018 | 099-00935 | BONUS 150 - MK lll | Bonus.B23.150
570714700000000980 | 1994-07-20 | 450 | 37 | 35 | BONUS | 150 - MK lll | 330 | Slagelse | LAND | Tjæreby By, Tårnborg | 13a | 641020.07 | 6136625.51 | SDFE2018 | 099-00935 | BONUS 150 - MK lll | Bonus.B23.150
570714700000000997 | 1995-03-24 | 450 | 37 | 35 | BONUS | 150 - MK lll | 330 | Slagelse | LAND | Bildsø By, Kirke-Stillinge | 15a | 643049.16 | 6147882.92 | SDFE2018 | 60421148 | BONUS 150 - MK lll | Bonus.B23.150
570714700000001000 | 1995-03-24 | 450 | 37 | 35 | BONUS | 150 - MK lll | 330 | Slagelse | LAND | Bildsø By, Kirke-Stillinge | 15a | 643084.72 | 6147986.51 | SDFE2018 | 60421151 | BONUS 150 - MK lll | Bonus.B23.150
570714700000001017 | 1995-03-24 | 450 | 37 | 35 | BONUS | 150 - MK lll | 330 | Slagelse | LAND | Bildsø By, Kirke-Stillinge | 15a | 643122.33 | 6148091.35 | SDFE2018 | 60421151 | BONUS 150 - MK lll | Bonus.B23.150
570714700000002045 | 1992-06-01 | 450 | 36 | 35 | BONUS | MK ll | 330 | Slagelse | LAND | Uoplyst | 9 | 648782 | 6124980.58 | SDFE2018 | SVV007 | BONUS MK ll | Bonus.B54.1000
570714700000002052 | 1992-06-01 | 450 | 36 | 35 | BONUS | MK ll | 330 | Slagelse | LAND | Uoplyst | 9 | 648916.48 | 6124867.6 | SDFE2018 | SVV007 | BONUS MK ll | Bonus.B54.1000
570714700000002069 | 1992-06-01 | 450 | 36 | 35 | BONUS | MK ll | 330 | Slagelse | LAND | Uoplyst | 9 | 649050.67 | 6124755.21 | SDFE2018 | SVV007 | BONUS MK ll | Bonus.B54.1000
570714700000008856 | 1990-06-25 | 450 | 35 | 35 | BONUS | 450 - MK l | 360 | Lolland | LAND | Knubbeløkke By, Kappel | 3a | 631381.5 | 6070099.9 | SDFE2018 | 174735 | BONUS 450 - MK l | Bonus.B37.450
570714700000002090 | 1994-05-01 | 450 | 37 | 35 | BONUS | MK lll | 376 | Guldborgsund | LAND | Uoplyst | 3 | 682172.5 | 6086435.92 | SDFE2018 | 182426 | BONUS MK lll | Bonus.B54.1000
570714700000002106 | 1994-05-01 | 450 | 37 | 35 | BONUS | MK lll | 376 | Guldborgsund | LAND | Uoplyst | 3 | 682318.3 | 6086346.83 | SDFE2018 | 182425 | BONUS MK lll | Bonus.B54.1000
570714700000002113 | 1994-05-01 | 450 | 37 | 35 | BONUS | MK lll | 376 | Guldborgsund | LAND | Uoplyst | 3 | 682250.49 | 6086201.95 | SDFE2018 | 182424 | BONUS MK lll | Bonus.B54.1000
570714700000009570 | 1994-01-24 | 450 | 37 | 35 | BONUS | 450 - MK lll | 376 | Guldborgsund | LAND | Skelby F | 14f | 687839.86 | 6056040.56 | SDFE2018 | 181140 | BONUS 450 - MK lll | Bonus.B37.450
570714700000009693 | 1994-12-21 | 450 | 37 | 35 | BONUS | 450 - MK lll | 376 | Guldborgsund | LAND | Skelby F | 9e | 685584.88 | 6061189.18 | SDFE2018 | 182086 | BONUS 450 - MK lll | Bonus.B37.450
570714700000009709 | 1994-12-19 | 450 | 37 | 35 | BONUS | 450 - MK lll | 376 | Guldborgsund | LAND | Nørre-Kirkeby | 4a | 682370.01 | 6086056.25 | SDFE2018 | 182190 | BONUS 450 - MK lll | Bonus.B37.450
570715000000050183 | 1993-04-29 | 450 | 35 | 35 | BONUS | 450 kW | 540 | Sønderborg | LAND | Nygård Kegnæs | 23 | 562698.77 | 6079085.71 | SDFE2018 | 200218 | BONUS 450 kW | Bonus.B37.450
570715000000050305 | 1990-06-22 | 450 | 35 | 35 | BONUS | 450 kW | 540 | Sønderborg | LAND | Sønderby | 2 | 555809.74 | 6081713.8 | SDFE2018 | 200225 | BONUS 450 kW | Bonus.B37.450
570715000000050312 | 1990-06-22 | 450 | 35 | 35 | BONUS | 450 kW | 540 | Sønderborg | LAND | Sønderby | 2 | 555858.94 | 6081619.18 | SDFE2018 | 200225 | BONUS 450 kW | Bonus.B37.450
570715000000050497 | 1989-03-31 | 450 | 36 | 35 | BONUS | 450 kW | 580 | Aabenraa | LAND | Bovrup | 192 | 538079.88 | 6092301.38 | SDFE2018 | 200236 | BONUS 450 kW | Bonus.B37.450
570715000000050503 | 1989-03-31 | 450 | 36 | 35 | BONUS | 450 kW | 580 | Aabenraa | LAND | Bovrup | 192 | 538072.47 | 6092403.02 | SDFE2018 | 200236 | BONUS 450 kW | Bonus.B37.450
570714700000012501 | 1994-07-15 | 450 | 37 | 35 | BONUS | 450 - MK lll | 260 | Halsnæs | LAND | Torup by, Torup | 4a | 684113.85 | 6208528.93 | SDFE2018 | 97-5020 | BONUS 450 - MK lll | Bonus.B37.450
570714700000002168 | 1994-08-01 | 400 | 31 | 37 | Micon | M 750 | 330 | Slagelse | LAND | Uoplyst | 10q | 651120.63 | 6123341.8 | SDFE2018 | Ukendt | Micon M 750 | NEG.Micon.NM48.750
570714700000002175 | 1994-08-01 | 400 | 31 | 37 | Micon | M 750 | 330 | Slagelse | LAND | Uoplyst | 4b | 651047.72 | 6123088.25 | SDFE2018 | Ukendt | Micon M 750 | NEG.Micon.NM48.750
570714700000002380 | 1997-06-01 | 400 | 31 | 36 | Micon | M 750 | 390 | Vordingborg | LAND | Uoplyst | 13a | 681638.93 | 6109753.4 | SDFE2018 | SVV034 | Micon M 750 | NEG.Micon.NM48.750
570714700000002397 | 1997-06-01 | 400 | 31 | 36 | Micon | M 750 | 390 | Vordingborg | LAND | Uoplyst | 13a | 681547.15 | 6109566.73 | SDFE2018 | SVV034 | Micon M 750 | NEG.Micon.NM48.750
570714700000002403 | 1997-06-01 | 400 | 31 | 36 | Micon | M 750 | 390 | Vordingborg | LAND | Uoplyst | 13a | 681413.53 | 6109565.64 | SDFE2018 | SVV034 | Micon M 750 | NEG.Micon.NM48.750
570714700000002410 | 1997-06-01 | 400 | 31 | 36 | Micon | M 750 | 390 | Vordingborg | LAND | Uoplyst | 13a | 681491.84 | 6109453.6 | SDFE2018 | SVV034 | Micon M 750 | NEG.Micon.NM48.750
570714700000002427 | 1997-06-01 | 400 | 31 | 36 | Micon | M 750 | 390 | Vordingborg | LAND | Uoplyst | 13a | 681625.51 | 6109449.03 | SDFE2018 | SVV034 | Micon M 750 | NEG.Micon.NM48.750
570714700000002434 | 1997-06-01 | 400 | 31 | 36 | Micon | M 750 | 390 | Vordingborg | LAND | Uoplyst | 7bb | 680867.89 | 6108650.96 | SDFE2018 | 182903 | Micon M 750 | NEG.Micon.NM48.750
570714700000002441 | 1997-06-01 | 400 | 31 | 36 | Micon | M 750 | 390 | Vordingborg | LAND | Uoplyst | 7bb | 681086.74 | 6108564.54 | SDFE2018 | 182904 | Micon M 750 | NEG.Micon.NM48.750
570714700000002458 | 1997-06-01 | 400 | 31 | 36 | Micon | M 750 | 390 | Vordingborg | LAND | Uoplyst | 22e | 681305.9 | 6108478.93 | SDFE2018 | 182905 | Micon M 750 | NEG.Micon.NM48.750
570714700000002465 | 1997-06-01 | 400 | 31 | 36 | Micon | M 750 | 390 | Vordingborg | LAND | Uoplyst | 22e | 681523.94 | 6108393 | SDFE2018 | SVV034 | Micon M 750 | NEG.Micon.NM48.750
570714700000002472 | 1997-06-01 | 400 | 31 | 36 | Micon | M 750 | 390 | Vordingborg | LAND | Uoplyst | 5a | 681743.3 | 6108307.19 | SDFE2018 | SVV034 | Micon M 750 | NEG.Micon.NM48.750
570715000000054136 | 1994-04-30 | 400 | 31 | 36 | NEG Micon | NM 750-400/100 | 420 | Assens | LAND | Haarby By, Haaeby | 6q | 571135.3 | 6121314.69 | SDFE2018 | 99168 | NEG Micon NM 750-400/100 | NEG.Micon.NM48.750
570715000000048708 | 1992-04-09 | 400 | 31 | 36 | Micon | M 750-400/100 | 550 | Tønder | LAND | branderup | 36 | 505013.94 | 6110648.17 | SDFE2018 | WBK | Micon M 750-400/100 | NEG.Micon.NM48.750
570715000000048722 | 1992-06-01 | 400 | 31 | 36 | Micon | M 750-400/100 | 550 | Tønder | LAND | Brøns | 4 | 481940.91 | 6117815.23 | SDFE2018 | WBS | Micon M 750-400/100 | NEG.Micon.NM48.750
570715000000048739 | 1992-06-01 | 400 | 31 | 36 | Micon | M 750-400/100 | 550 | Tønder | LAND | Brøns | 670 | 481987.88 | 6117604.27 | SDFE2018 | WBS | Micon M 750-400/100 | NEG.Micon.NM48.750
570715000000048746 | 1992-06-01 | 400 | 31 | 36 | Micon | M 750-400/100 | 550 | Tønder | LAND | Brøns | 709 | 482035.35 | 6117393.37 | SDFE2018 | WBS | Micon M 750-400/100 | NEG.Micon.NM48.750
570715000000048753 | 1992-06-01 | 400 | 31 | 36 | Micon | M 750-400/100 | 550 | Tønder | LAND | Brøns | 12 | 482085.08 | 6117169.44 | SDFE2018 | WBS | Micon M 750-400/100 | NEG.Micon.NM48.750
570715000000048760 | 1992-06-01 | 400 | 31 | 36 | Micon | M 750-400/100 | 550 | Tønder | LAND | Brøns | 4 | 482228.06 | 6117811.83 | SDFE2018 | WBS | Micon M 750-400/100 | NEG.Micon.NM48.750
570715000000048777 | 1992-06-01 | 400 | 31 | 36 | Micon | M 750-400/100 | 550 | Tønder | LAND | Brøns | 4 | 482275.08 | 6117600.7 | SDFE2018 | WBS | Micon M 750-400/100 | NEG.Micon.NM48.750
570715000000048784 | 1992-06-01 | 400 | 31 | 36 | Micon | M 750-400/100 | 550 | Tønder | LAND | Brøns | 666 | 482322.16 | 6117389.47 | SDFE2018 | WBS | Micon M 750-400/100 | NEG.Micon.NM48.750
570715000000048791 | 1992-06-01 | 400 | 31 | 36 | Micon | M 750-400/100 | 550 | Tønder | LAND | Brøns | 12 | 482371.83 | 6117165.8 | SDFE2018 | WBS | Micon M 750-400/100 | NEG.Micon.NM48.750
570715000000041327 | 1978-06-01 | 400 | 54 | 54 | Ukendt | Ukendt | 661 | Holstebro | LAND | Madum by, Madum | 36a | 455393.37 | 6234801.1 | SDFE2018 | 8505031 | Ukendt Ukendt | 0
570714700000000591 | 1993-07-21 | 400 | 31 | 36 | Micon | M 750 | 250 | Frederikssund | LAND | Kyndby | 0 | 681246.2 | 6189356.07 | SDFE2018 | 81-12196 | Micon M 750 | NEG.Micon.NM48.750
570714700000003509 | 1993-07-21 | 400 | 31 | 36 | Micon | M 750 | 250 | Frederikssund | LAND | Kyndby | 0 | 681105.21 | 6189427.54 | SDFE2018 | 81-12196 | Micon M 750 | NEG.Micon.NM48.750
570714700000003516 | 1993-07-21 | 400 | 31 | 36 | Micon | M 750 | 250 | Frederikssund | LAND | Kyndby | 0 | 680973.96 | 6189376.13 | SDFE2018 | 81-12196 | Micon M 750 | NEG.Micon.NM48.750
570715000000000553 | 1996-01-18 | 400 | 31 | 35 | Micon | M 750-400/100 | 849 | Jammerbugt | LAND | Gøttrup | 15m | 514814.01 | 6320305.85 | SDFE2018 | BRÆ254/88045 | Micon M 750-400/100 | NEG.Micon.NM48.750
570715000000000607 | 1994-07-01 | 400 | 31 | 35 | Micon | M 750-400/100 | 849 | Jammerbugt | LAND | Gøttrup by Gøttrup | 31e | 511006.74 | 6322476.42 | SDFE2018 | 4381/88037-1 | Micon M 750-400/100 | NEG.Micon.NM48.750
570715000000000621 | 1995-09-14 | 400 | 31 | 35 | Micon | M 750-400/100 | 849 | Jammerbugt | LAND | Gøttrup by Gøttrup | 35i | 511171.2 | 6322390.51 | SDFE2018 | 4381/88037-3 | Micon M 750-400/100 | NEG.Micon.NM48.750
570715000000000638 | 1994-07-01 | 400 | 31 | 35 | Micon | M 750-400/100 | 849 | Jammerbugt | LAND | Gøttrup by Gøttrup | 30b | 510843.19 | 6322563.95 | SDFE2018 | 4381/88038 | Micon M 750-400/100 | NEG.Micon.NM48.750
570715000000000645 | 1995-12-21 | 400 | 31 | 35 | Micon | M 750-400/100 | 849 | Jammerbugt | LAND | Gøttrup by Gøttrup | 35m | 511043.17 | 6322295.36 | SDFE2018 | 4381/88042 | Micon M 750-400/100 | NEG.Micon.NM48.750
570715000000000669 | 1996-08-16 | 400 | 31 | 36 | Micon | M 740-400/100 | 849 | Jammerbugt | LAND | Bejstrup by | 11g | 519553.38 | 6319822.12 | SDFE2018 | 455/88052-1 | Micon M 740-400/100 | NEG.Micon.NM48.750
570715000000000676 | 1996-08-16 | 400 | 31 | 36 | Micon | M 740-400/100 | 849 | Jammerbugt | LAND | Bejstrup by | 11h | 519645.87 | 6319678.77 | SDFE2018 | 455/88052-2 | Micon M 740-400/100 | NEG.Micon.NM48.750
570715000000000683 | 1996-08-16 | 400 | 31 | 36 | Micon | M 740-400/100 | 849 | Jammerbugt | LAND | Bejstrup by | 11i | 519739.54 | 6319537.08 | SDFE2018 | 455/88052-3 | Micon M 740-400/100 | NEG.Micon.NM48.750
570715000000000690 | 1996-08-16 | 400 | 31 | 36 | Micon | M 740-400/100 | 849 | Jammerbugt | LAND | Bejstrup by | 10k | 519722.45 | 6319829.64 | SDFE2018 | 455/88052-4 | Micon M 740-400/100 | NEG.Micon.NM48.750
570715000000000706 | 1996-08-16 | 400 | 31 | 36 | Micon | M 740-400/100 | 849 | Jammerbugt | LAND | Bejstrup by | 10l | 519816.88 | 6319688.55 | SDFE2018 | 455/88052-5 | Micon M 740-400/100 | NEG.Micon.NM48.750
570715000000000713 | 1996-08-16 | 400 | 31 | 36 | Micon | M 740-400/100 | 849 | Jammerbugt | LAND | Bejstrup by | 14ai | 520662.62 | 6320204.32 | SDFE2018 | 455/88052-6 | Micon M 740-400/100 | NEG.Micon.NM48.750
570715000000000737 | 1996-08-16 | 400 | 31 | 36 | Micon | M 740-400/100 | 849 | Jammerbugt | LAND | Bejstrup by | 14al | 520682.29 | 6320031.83 | SDFE2018 | 455/88052-8 | Micon M 740-400/100 | NEG.Micon.NM48.750
570715000000000744 | 1996-08-16 | 400 | 31 | 36 | Micon | M 740-400/100 | 849 | Jammerbugt | LAND | Bejstrup by | 24g | 521313.76 | 6320508.62 | SDFE2018 | 455/88052-9 | Micon M 740-400/100 | NEG.Micon.NM48.750
570715000000000751 | 1996-08-16 | 400 | 31 | 36 | Micon | M 740-400/100 | 849 | Jammerbugt | LAND | Bejstrup by | 24h | 521377.86 | 6320318.94 | SDFE2018 | 455/88052-10 | Micon M 740-400/100 | NEG.Micon.NM48.750
570715000000000768 | 1996-11-25 | 400 | 31 | 35 | Micon | M 750-400/100 | 849 | Jammerbugt | LAND | Brøndum by Kollerup | 1n | 516397 | 6328814 | GST, 18-02-2013 | 477/88065 | Micon M 750-400/100 | NEG.Micon.NM48.750
570715000000000782 | 1996-06-28 | 400 | 31 | 35 | Micon | M 750-400/100 | 849 | Jammerbugt | LAND | Gøttrup by, Gøttrup | 23d | 512222.91 | 6326518.19 | SDFE2018 | 4781/88011-1 | Micon M 750-400/100 | NEG.Micon.NM48.750
570715000000000799 | 1996-06-28 | 400 | 31 | 35 | Micon | M 750-400/100 | 849 | Jammerbugt | LAND | Gøttrup By, Gøttrup | 34l | 512253.28 | 6326701.63 | SDFE2018 | 4781/88011-2 | Micon M 750-400/100 | NEG.Micon.NM48.750
570715000000000805 | 1996-06-28 | 400 | 31 | 35 | Micon | M 750-400/100 | 849 | Jammerbugt | LAND | Fjerritslev by, Kollerup | 1aa | 512450.75 | 6326719.59 | SDFE2018 | 4781/88011-3 | Micon M 750-400/100 | NEG.Micon.NM48.750
570715000000000812 | 1996-06-28 | 400 | 31 | 35 | Micon | M 750-400/100 | 849 | Jammerbugt | LAND | Fjerritslev by, Kollerup | 1ab | 512479.32 | 6326904.57 | SDFE2018 | 4781/88011-4 | Micon M 750-400/100 | NEG.Micon.NM48.750
570715000000000829 | 1996-06-28 | 400 | 31 | 35 | Micon | M 750-400/100 | 849 | Jammerbugt | LAND | Fjerritslev by, Kollerup | 1ac | 512510.67 | 6327087.49 | SDFE2018 | 4781/88011-5 | Micon M 750-400/100 | NEG.Micon.NM48.750
570715000000000843 | 1996-10-03 | 400 | 31 | 36 | Micon | M 750-400 | 849 | Jammerbugt | LAND | Gøttrup by Gøttrup | 112a | 511425.14 | 6325861.79 | SDFE2018 | 4782/88063 | Micon M 750-400 | NEG.Micon.NM48.750
570715000000000850 | 1996-10-02 | 400 | 31 | 36 | Micon | M 750-400/100 | 849 | Jammerbugt | LAND | Gøttrup by Gøttrup | 112b | 511588.29 | 6325888.5 | SDFE2018 | 4782/88062 | Micon M 750-400/100 | NEG.Micon.NM48.750
570715000000000867 | 1996-09-30 | 400 | 31 | 37 | Micon | M 750-400/100 | 849 | Jammerbugt | LAND | Gøttrup by | 112c | 511728.88 | 6325801.72 | SDFE2018 | 4782/88061 | Micon M 750-400/100 | NEG.Micon.NM48.750
570715000000000881 | 1996-11-22 | 400 | 31 | 36 | Micon | M 750-400 | 849 | Jammerbugt | LAND | Fjerritslev by Kollerup | 7a | 513272.86 | 6327789.68 | SDFE2018 | 4783/88066 | Micon M 750-400 | NEG.Micon.NM48.750
570715000000000898 | 1996-11-22 | 400 | 31 | 35 | Micon | M 750-400/100 | 849 | Jammerbugt | LAND | Fjerritslev by Kollerup | 7a | 513269.47 | 6327975.96 | SDFE2018 | 4783/88067 | Micon M 750-400/100 | NEG.Micon.NM48.750
570715000000000980 | 1996-11-21 | 400 | 31 | 36 | Micon | M 750-400 | 849 | Jammerbugt | LAND | Holme by Vust | 11d | 504879.23 | 6328992.2 | SDFE2018 | 4871/88056 | Micon M 750-400 | NEG.Micon.NM48.750
570715000000000997 | 1996-11-22 | 400 | 31 | 36 | Micon | M 750-400 | 849 | Jammerbugt | LAND | Holme by Vust | 11e | 505024.89 | 6328957.61 | SDFE2018 | 4871/88057 | Micon M 750-400 | NEG.Micon.NM48.750
570715000000001000 | 1996-11-22 | 400 | 31 | 36 | Micon | M 750-400 | 849 | Jammerbugt | LAND | Holme by Vust | 11f | 505170.41 | 6328922.93 | SDFE2018 | 4871/88058 | Micon M 750-400 | NEG.Micon.NM48.750
570715000000001017 | 1996-11-25 | 400 | 31 | 36 | Micon | M 750-400 | 849 | Jammerbugt | LAND | Vust by | 14p | 505316.88 | 6328888.17 | SDFE2018 | 4871/88059 | Micon M 750-400 | NEG.Micon.NM48.750
570715000000001024 | 1996-11-25 | 400 | 31 | 36 | Micon | M 750-400 | 849 | Jammerbugt | LAND | Vust by | 14q | 505462.52 | 6328853.75 | SDFE2018 | 4871/88060 | Micon M 750-400 | NEG.Micon.NM48.750
570714700000009471 | 1993-04-22 | 300 | 31 | 30 | BONUS | 300 kW | 360 | Lolland | LAND | Majbølle By, Tillitse | 4d | 637906.05 | 6072142.21 | SDFE2018 | 180190 | BONUS 300 kW | Bonus.B33.300
570714700000009488 | 1993-04-15 | 300 | 31 | 30 | BONUS | 300 kW | 360 | Lolland | LAND | Vestenskov | 5a2 | 635681.26 | 6072630 | SDFE2018 | 180191 | BONUS 300 kW | Bonus.B33.300
570714700000009679 | 1994-07-12 | 300 | 31 | 30 | BONUS | 300 kW | 360 | Lolland | LAND | Stødby By, Tillitse | 5 | 639451.09 | 6070603.6 | SDFE2018 | 181797 | BONUS 300 kW | Bonus.B33.300
570714700000009716 | 1994-11-25 | 300 | 31 | 31 | BONUS | 300 COMBI | 360 | Lolland | LAND | V.Skovby By, Vestenskov | 4 | 635598.77 | 6073182.01 | SDFE2018 | 182209 | BONUS 300 COMBI | Bonus.B33.300
570714700000009723 | 1994-11-25 | 300 | 31 | 30 | BONUS | 300 kW | 360 | Lolland | LAND | Dannemare | 19a | 640472.71 | 6071398.6 | SDFE2018 | 182210 | BONUS 300 kW | Bonus.B33.300
570714700000009730 | 1994-12-21 | 300 | 31 | 30 | BONUS | 300 COMBI | 360 | Lolland | LAND | Dannemare | 17b | 638937.45 | 6067037.23 | SDFE2018 | 182212 | BONUS 300 COMBI | Bonus.B33.300
570714700000009747 | 1994-12-21 | 300 | 31 | 30 | BONUS | MW 1,3 | 360 | Lolland | LAND | Dannemare | 17b | 638778.59 | 6067047.58 | SDFE2018 | 182213 | BONUS MW 1,3 | Bonus.B62.1300
570714700000009761 | 1995-03-02 | 300 | 31 | 30 | BONUS | 300 kW | 360 | Lolland | LAND | Græshave | 6a | 644826.88 | 6071424.25 | SDFE2018 | 182363 | BONUS 300 kW | Bonus.B33.300
570714700000009792 | 1995-02-22 | 300 | 31 | 31 | BONUS | 300 kW | 360 | Lolland | LAND | Gammelby By, Tillitse | 5a | 635595.96 | 6071240.6 | SDFE2018 | 182399 | BONUS 300 kW | Bonus.B33.300
570714700000009884 | 1995-09-27 | 300 | 31 | 30 | BONUS | 300 kW | 360 | Lolland | LAND | Landet | 1a | 648017.69 | 6070453.78 | SDFE2018 | 183035 | BONUS 300 kW | Bonus.B33.300
570714700000010040 | 1996-09-04 | 300 | 33 | 31 | BONUS | 300 - MK ll | 360 | Lolland | LAND | Dannemare | 8e | 640525.71 | 6067029.23 | SDFE2018 | 183668 | BONUS 300 - MK ll | Bonus.B33.300
570714700000009532 | 1993-09-28 | 300 | 31 | 30 | BONUS | 300 COMBI | 376 | Guldborgsund | LAND | Gedesby By, Gedesby | 10a | 688503.87 | 6055170.4 | SDFE2018 | 180658 | BONUS 300 COMBI | Bonus.B33.300
570714700000009419 | 1992-06-09 | 300 | 31 | 30 | Ukendt | Ukendt | 390 | Vordingborg | LAND | Udby, Stege Jorder, Møn | 16g | 710895.28 | 6102131.23 | SDFE2018 | 179254 | Ukendt Ukendt | 0
570715000000053238 | 1992-06-14 | 300 | 31 | 30 | Ukendt | Ukendt | 410 | Middelfart | LAND | Båring By, Asperup | 13a | 556411.8 | 6149575.17 | SDFE2018 | 99054 | Ukendt Ukendt | 0
570715000000055447 | 1993-12-22 | 300 | 31 | 30 | Ukendt | Ukendt | 430 | Faaborg-Midtfyn | LAND | Horne by | 48 | 571681.74 | 6106619 | SDFE2018 | 4649 | Ukendt Ukendt | 0
570715000000055454 | 1994-03-02 | 300 | 31 | 30 | Ukendt | Ukendt | 430 | Faaborg-Midtfyn | LAND | Horne by | 49a | 571680.39 | 6106728.68 | SDFE2018 | 9710 | Ukendt Ukendt | 0
570715000000055461 | 1994-04-14 | 300 | 31 | 30 | Ukendt | Ukendt | 430 | Faaborg-Midtfyn | LAND | Horne by | 51 | 571684.5 | 6106509.47 | SDFE2018 | 1125 | Ukendt Ukendt | 0
570715000000027345 | 1992-07-03 | 300 | 31 | 30 | BONUS | 300 COMBI | 607 | Fredericia | LAND | Trelde, Fredericia Jorder | 9i | 548760.68 | 6162992.63 | SDFE2018 | 134896 | BONUS 300 COMBI | Bonus.B33.300
570715000000027352 | 1994-06-28 | 300 | 31 | 30 | Ukendt | Ukendt | 630 | Vejle | LAND | Gårsvev by, Gårslev | 15a | 544529.28 | 6167243.33 | SDFE2018 | 135201 | Ukendt Ukendt | 0
570715000000037528 | 1993-12-03 | 300 | 33.4 | 30 | BONUS | 300 - MK ll | 665 | Lemvig | LAND | Enlige Gårde, Lomborg | 11e | 452220.16 | 6260290.67 | SDFE2018 | 40097137 | BONUS 300 - MK ll | Bonus.B33.300
570715000000037535 | 1994-09-17 | 300 | 31 | 30 | Ukendt | Ukendt | 665 | Lemvig | LAND | Dal Anneksgård, Fabjerg | 41n | 459967.06 | 6265980.04 | SDFE2018 | 40098139 | Ukendt Ukendt | 0
570715000000037757 | 1996-04-23 | 300 | 33.4 | 30 | BONUS | 300 - MK ll | 665 | Lemvig | LAND | Enlige Gårde, Lomborg | 11g | 452251.4 | 6260487.95 | SDFE2018 | 40108157 | BONUS 300 - MK ll | Bonus.B33.300
570715000000037771 | 1996-04-21 | 300 | 31 | 31 | BONUS | 300 - MK ll | 665 | Lemvig | LAND | Enlige Gårde, Lomborg | 11h | 452369.93 | 6260570.62 | SDFE2018 | 40109158 | BONUS 300 - MK ll | Bonus.B33.300
570715000000037788 | 1996-04-21 | 300 | 31 | 31 | BONUS | 300 - MK ll | 665 | Lemvig | LAND | Enlige Gårde, Lomborg | 11i | 452338.43 | 6260372.71 | SDFE2018 | 40109158 | BONUS 300 - MK ll | Bonus.B33.300
570715000000037795 | 1996-04-21 | 300 | 31 | 31 | BONUS | 300 - MK ll | 665 | Lemvig | LAND | Enlige Gårde, Lomborg | 11k | 452306.67 | 6260175.18 | SDFE2018 | 40109158 | BONUS 300 - MK ll | Bonus.B33.300
570715000000038839 | 1998-11-24 | 300 | 33 | 30 | Ukendt | Ukendt | 665 | Lemvig | LAND | Dal Anneksgård, Fabjerg | 11d | 460059.86 | 6266050.02 | SDFE2018 | 40135252 | Ukendt Ukendt | 0
570715000000030581 | 2000-06-19 | 300 | 33.4 | 39 | BONUS | 300 - MK lll | 671 | Struer | LAND | Barslev by | 19d | 469908.3 | 6277907.38 | SDFE2018 | 160072 | BONUS 300 - MK lll | Bonus.B33.300
570715000000030819 | 1992-11-02 | 300 | 31 | 29.3 | BONUS | 300 COMBI | 671 | Struer | LAND | Helligkildegård | 1s | 473345.92 | 6278304.85 | SDFE2018 | 160122 | BONUS 300 COMBI | Bonus.B33.300
570715000000030826 | 1992-11-02 | 300 | 31 | 29.3 | BONUS | 300 COMBI | 671 | Struer | LAND | Helligkildegård | 1s | 473371.88 | 6278401.02 | SDFE2018 | 160124 | BONUS 300 COMBI | Bonus.B33.300
570715000000031670 | 1997-08-20 | 300 | 33.4 | 30 | BONUS | 300 - MK ll | 671 | Struer | LAND | Barslev by | 18a | 469886.09 | 6278088.09 | SDFE2018 | 160302 | BONUS 300 - MK ll | Bonus.B33.300
570715000000031687 | 1997-08-20 | 300 | 33.4 | 30 | BONUS | 300 - MK ll | 671 | Struer | LAND | Barslev by | 14a | 469864.05 | 6278240.84 | SDFE2018 | 160304 | BONUS 300 - MK ll | Bonus.B33.300
570715000000031694 | 1997-08-20 | 300 | 33.4 | 30 | BONUS | 300 - MK ll | 671 | Struer | LAND | Barslev by | 18a | 469797.42 | 6278133.15 | SDFE2018 | 160306 | BONUS 300 - MK ll | Bonus.B33.300
570715000000031779 | 2000-10-30 | 300 | 33.4 | 30 | BONUS | 300 - MK ll | 671 | Struer | LAND | Barslev by | 18a | 469817.69 | 6277980.94 | SDFE2018 | 160326 | BONUS 300 - MK ll | Bonus.B33.300
570714700000000171 | 1993-09-21 | 300 | 31 | 30 | BONUS | COMBI | 253 | Greve | LAND | Karlslunde | 20d | 702315.07 | 6164047.55 | SDFE2018 | 28-23347 | BONUS COMBI | Bonus.B44.600
570714700000000188 | 1993-09-21 | 300 | 31 | 30 | BONUS | COMBI | 253 | Greve | LAND | Karlslunde | 20d | 702394.04 | 6163964.61 | SDFE2018 | 28-23347 | BONUS COMBI | Bonus.B44.600
570714700000000195 | 1993-09-21 | 300 | 31 | 30 | BONUS | COMBI | 253 | Greve | LAND | Karlslunde | 20d | 702472.14 | 6163883.59 | SDFE2018 | 28-23347 | BONUS COMBI | Bonus.B44.600
570715000000005664 | 1993-02-24 | 300 | 31 | 30 | Ukendt | Ukendt | 787 | Thisted | LAND | St. Hillerslev By, Hillerslev | 5a | 483397.24 | 6317259.86 | SDFE2018 | 3379002 | Ukendt Ukendt | 0
570715000000005916 | 1993-02-24 | 300 | 31 | 30.5 | Ukendt | Ukendt | 787 | Thisted | LAND | Hillerslev | 5a | 483377.38 | 6317171.7 | SDFE2018 | 37900100 | Ukendt Ukendt | 0
570715000000005992 | 1995-08-22 | 300 | 31 | 30.5 | Ukendt | Ukendt | 787 | Thisted | LAND | Kjelstryp By, Hillerslev | 3c | 483354.66 | 6316092.6 | SDFE2018 | 39600200 | Ukendt Ukendt | 0
570715000000006005 | 1995-08-22 | 300 | 31 | 30.5 | Ukendt | Ukendt | 787 | Thisted | LAND | Brund By, Hillerslev | 3a | 483207.05 | 6316122.41 | SDFE2018 | 39600100 | Ukendt Ukendt | 0
570715000000006012 | 1996-04-01 | 300 | 31 | 30.5 | Ukendt | Ukendt | 787 | Thisted | LAND | Brund By, Hillerslev | 2a | 483500.92 | 6316062.17 | SDFE2018 | 39600300 | Ukendt Ukendt | 0
570714700000000201 | 1994-07-17 | 300 | 31 | 30 | BONUS | COMBI | 265 | Roskilde | LAND | Svogerslev | 7a | 689295.68 | 6168923.22 | SDFE2018 | 37-10866 | BONUS COMBI | Bonus.B44.600
570714700000000218 | 1994-07-14 | 300 | 31 | 30 | BONUS | COMBI | 265 | Roskilde | LAND | Svogerslev | 7a | 689269.22 | 6168826.76 | SDFE2018 | 37-10866 | BONUS COMBI | Bonus.B44.600
570714700000000225 | 1994-07-14 | 300 | 31 | 30 | BONUS | COMBI | 265 | Roskilde | LAND | Svogerslev | 4a | 689242.76 | 6168730.3 | SDFE2018 | 37-10866 | BONUS COMBI | Bonus.B44.600
570714700000010750 | 1997-07-03 | 300 | 31 | 30.5 | Ukendt | Ukendt | 269 | Solrød | LAND | Solrød | 9a | 700290.38 | 6160086.86 | SDFE2018 | 184997 | Ukendt Ukendt | 0
570714700000010767 | 1997-07-01 | 300 | 31 | 30.5 | Ukendt | Ukendt | 269 | Solrød | LAND | Solrød | 10b | 700481.18 | 6160116.32 | SDFE2018 | 184998 | Ukendt Ukendt | 0
570715000000031038 | 1994-11-15 | 300 | 31 | 32 | Ukendt | Ukendt | 787 | Thisted | LAND | Kallerup | 7b | 473593.83 | 6307994.61 | SDFE2018 | 160170 | Ukendt Ukendt | 0
570715000000031076 | 1995-02-22 | 300 | 31 | 30 | BONUS | 300 COMBI | 787 | Thisted | LAND | Ørum by | 1ø | 460704.26 | 6296984.57 | SDFE2018 | 160177 | BONUS 300 COMBI | Bonus.B33.300
570715000000031151 | 1995-05-08 | 300 | 31 | 30 | BONUS | 300 COMBI | 787 | Thisted | LAND | Stagstrup | 8a | 475772.96 | 6304840.54 | SDFE2018 | 160192 | BONUS 300 COMBI | Bonus.B33.300
570715000000031700 | 1997-12-05 | 300 | 33.4 | 30 | BONUS | 300 - MK lll | 787 | Thisted | LAND | Bedsted | 1b | 464441.38 | 6299141.12 | SDFE2018 | 160308 | BONUS 300 - MK lll | Bonus.B33.300
570715000000010125 | 1998-06-16 | 300 | 31 | 31 | Ukendt | Ukendt | 820 | Vesthimmerlands | LAND | Næsborg by | 13 | 521940.61 | 6314279.27 | SDFE2018 | 386 | Ukendt Ukendt | 0
570715000000010132 | 1998-06-16 | 300 | 35 | 31 | Ukendt | Ukendt | 820 | Vesthimmerlands | LAND | Næsborg by | 13 | 521884.89 | 6314401.36 | SDFE2018 | 387 | Ukendt Ukendt | 0
570715000000000324 | 1991-07-11 | 300 | 31 | 31 | Ukendt | Ukendt | 849 | Jammerbugt | LAND | Danserholme Møllelaug | 1la | 538722.67 | 6330837.64 | SDFE2018 | 2372023 | Ukendt Ukendt | 0
570715000000000331 | 1991-07-04 | 300 | 31 | 31 | Ukendt | Ukendt | 849 | Jammerbugt | LAND | Danserholme Møllelaug | 1fs | 538354.09 | 6330369.07 | SDFE2018 | 2372024 | Ukendt Ukendt | 0
570715000000012495 | 1992-10-19 | 300 | 31 | 29.3 | Ukendt | Ukendt | 851 | Ålborg | LAND | Gåser, Ø. Hasseng | 36 | 573605.71 | 6320798.52 | SDFE2018 | 70057-01 | Ukendt Ukendt | 0
570715000000012525 | 1993-11-23 | 300 | 31 | 29.3 | Ukendt | Ukendt | 851 | Ålborg | LAND | Gåser, Ø. Hasseng | 36 | 573708.86 | 6320690.01 | SDFE2018 | 70060-01 | Ukendt Ukendt | 0
570715000000004056 | 1988-04-18 | 270 | 0.1 | 31 | Ukendt | Ukendt | 810 | Brønderslev | LAND | Svennum By, Jerslev | 1a | 567036.44 | 6348508.12 | SDFE2018 | 21 | Ukendt Ukendt | 0
570714700000002151 | 1994-08-01 | 250 | 31 | 31 | Micon | M 530 | 330 | Slagelse | LAND | Uoplyst | 9c | 650216.02 | 6123511.39 | SDFE2018 | Ukendt | Micon M 530 | NEG.Micon.M1500.500
570714700000008757 | 1989-12-01 | 250 | 26 | 30 | Micon | M 450-250 | 330 | Slagelse | LAND | Lundby By, Tjæreby | 9c | 650491.82 | 6123479.49 | SDFE2018 | 174056 | Micon M 450-250 | NEG.Micon.M1500.500
570714700000008054 | 1989-10-02 | 250 | 26 | 31.5 | Dencon | TORNADO 250 | 370 | Næstved | LAND | Klinteby By, Karrebæk | 8a | 664383.54 | 6119156.88 | SDFE2018 | 164192 | Dencon TORNADO 250 | Nordex.N29.250
570714700000008061 | 1988-06-27 | 250 | 26 | 31.5 | Dencon | TORNADO 250 | 370 | Næstved | LAND | Klinteby By, Karrebæk | 8a | 664503.56 | 6119122.19 | SDFE2018 | 164192 | Dencon TORNADO 250 | Nordex.N29.250
570714700000008078 | 1988-06-27 | 250 | 26 | 31.5 | Dencon | TORNADO 250 | 370 | Næstved | LAND | Klinteby By, Karrebæk | 8a | 664623.66 | 6119087.23 | SDFE2018 | 164193 | Dencon TORNADO 250 | Nordex.N29.250
570714700000008085 | 1988-06-27 | 250 | 26 | 31.5 | Dencon | TORNADO 250 | 370 | Næstved | LAND | Klinteby By, Karrebæk | 8a | 664744.21 | 6119053.49 | SDFE2018 | 164193 | Dencon TORNADO 250 | Nordex.N29.250
570715000000050268 | 1990-09-17 | 250 | 26 | 30 | NEG Micon | NM 530-250 | 540 | Sønderborg | LAND | Stolbroløkke | 10 | 551334.86 | 6093237.84 | SDFE2018 | 200223 | NEG Micon NM 530-250 | NEG.Micon.M1500.500
570715000000050275 | 1990-10-17 | 250 | 26 | 30 | NEG Micon | NM 530-250 | 540 | Sønderborg | LAND | Stolbroløkke | 10 | 551605.4 | 6093232.74 | SDFE2018 | 200223 | NEG Micon NM 530-250 | NEG.Micon.M1500.500
570715000000045233 | 1989-02-20 | 250 | 24 | 30 | NEG Micon | NM 450-250 | 550 | Tønder | LAND | Arrild | 4 | 497431.17 | 6110805.07 | SDFE2018 | 21375 | NEG Micon NM 450-250 | NEG.Micon.NM48.750
570715000000045271 | 1989-11-07 | 250 | 27 | 40 | Nordex | N 27 | 550 | Tønder | LAND | Bovlund | 216 | 502924.08 | 6106620.09 | SDFE2018 | 21457 | Nordex N 27 | Nordex.N27.150
570715000000045370 | 1992-11-20 | 250 | 0.1 | 0.1 | Ukendt | Ukendt | 550 | Tønder | LAND | Bovlund | 17 | 506160.21 | 6107020.14 | SDFE2018 | 22140 | Ukendt Ukendt | 0
570715000000045387 | 1993-05-10 | 250 | 0.1 | 0.1 | Ukendt | Ukendt | 550 | Tønder | LAND | Bovlund | 17 | 506101.04 | 6106472.17 | SDFE2018 | 22149 | Ukendt Ukendt | 0
570715000000046070 | 1990-03-19 | 250 | 0.1 | 0.1 | Ukendt | Ukendt | 550 | Tønder | LAND | Bønderby | 182 | 486313.66 | 6088483.37 | SDFE2018 | 30689 | Ukendt Ukendt | 0
570715000000046087 | 1990-03-19 | 250 | 0.1 | 0.1 | Ukendt | Ukendt | 550 | Tønder | LAND | Bønderby | 182 | 486408.41 | 6088363.56 | SDFE2018 | 30690 | Ukendt Ukendt | 0
570715000000047022 | 1991-01-01 | 250 | 0.1 | 0.1 | Ukendt | Ukendt | 550 | Tønder | LAND | Borg | 263 | 486519.23 | 6087997.02 | SDFE2018 | 68150 | Ukendt Ukendt | 0
570715000000046353 | 1995-12-20 | 250 | 24 | 28.7 | Wincon | W 250/29 | 561 | Esbjerg | LAND | V. Vedsted | 74e | 480181.28 | 6126154.78 | SDFE2018 | 32084 | Wincon W 250/29 | 0
570715000000050220 | 1991-01-04 | 250 | 27 | 40 | Nordex | N 150 | 580 | Aabenraa | LAND | Kassø | 30 | 515570.09 | 6098410.35 | SDFE2018 | 200222 | Nordex N 150 | Nordex.N27.150
570715000000030673 | 1991-12-15 | 250 | 31 | 30 | BONUS | 250 COMBI | 671 | Struer | LAND | Søndbjerg by | 7c | 472081.85 | 6275850.09 | SDFE2018 | 160094 | BONUS 250 COMBI | Bonus.B33.300
570715000000017056 | 1990-09-24 | 250 | 26 | 30 | NEG Micon | NM 250 | 779 | Skive | LAND | Bustrup hvg. Lem | 1ge | 487658.25 | 6272764.52 | SDFE2018 | 2050153 | NEG Micon NM 250 | NEG.Micon.M1500.500
570715000000017063 | 1990-09-24 | 250 | 26 | 30 | NEG Micon | NM 250 | 779 | Skive | LAND | Bustrup hvg. Lem | 1ge | 487784.08 | 6272731 | SDFE2018 | 2050154 | NEG Micon NM 250 | NEG.Micon.M1500.500
570715000000017186 | 1991-09-23 | 250 | 24 | 30 | NEG Micon | NM 530-250 | 779 | Skive | LAND | Vejby by, Vejby | 11a | 486820.22 | 6273215.77 | SDFE2018 | 2050166 | NEG Micon NM 530-250 | NEG.Micon.M1500.500
570715000000017193 | 1991-09-23 | 250 | 24 | 30 | NEG Micon | NM 530-250 | 779 | Skive | LAND | Vejby by, Vejby | 11a | 486835.58 | 6273342.15 | SDFE2018 | 2050167 | NEG Micon NM 530-250 | NEG.Micon.M1500.500
570715000000017582 | 1993-01-25 | 250 | 30 | 36 | Vestas Wind Systems A/S | M 530-250/50 | 791 | Viborg | LAND | V.Børsting, Vroue | 8b,9a | 501922.22 | 6257117.49 | SDFE2018 | 2050209 | Vestas Wind Systems A/S M 530-250/50 | Vestas.V27.225
570715000000002694 | 1988-10-19 | 250 | 24 | 30 | Micon | M 250 | 813 | Frederikshavn | LAND | Den østlige Del, Åsted | 13a | 586375.26 | 6369747.44 | SDFE2018 | 0505-1810 | Micon M 250 | NEG.Micon.M1500.500
570715000000002717 | 1988-10-19 | 250 | 24 | 30 | Micon | M 250 | 813 | Frederikshavn | LAND | Den østlige Del, Åsted | 13a | 586326.93 | 6369381.31 | SDFE2018 | 0505-1814 | Micon M 250 | NEG.Micon.M1500.500
570715000000012150 | 1989-02-07 | 250 | 24 | 30 | NEG Micon | NM 250 | 849 | Jammerbugt | LAND | Bjørnekær Hovedgård, Biersted | 2a | 548692.83 | 6332732.65 | SDFE2018 | 70035-01 | NEG Micon NM 250 | NEG.Micon.M1500.500
570715000000012167 | 1989-02-07 | 250 | 24 | 30 | NEG Micon | NM 250 | 849 | Jammerbugt | LAND | Biersted, Biersted | 2a | 548786.74 | 6332574.58 | SDFE2018 | 70035-02 | NEG Micon NM 250 | NEG.Micon.M1500.500
570715000000001918 | 1996-11-08 | 250 | 29.2 | 31.5 | Wind World | W 2920-250 | 860 | Hjørring | LAND | Rønnovsholm Hgd., Vrejlev | 1eq | 562180.28 | 6362867.87 | SDFE2018 | 0103-0782 | Wind World W 2920-250 | Wind.World.W4200
570715000000001925 | 1996-11-08 | 250 | 29.2 | 31.5 | Wind World | W 2920-250 | 860 | Hjørring | LAND | Rønnovsholm Hgd., Vrejlev | 3r | 562339.43 | 6362843.72 | SDFE2018 | 0103-0784 | Wind World W 2920-250 | Wind.World.W4200
570715000000001932 | 1996-11-11 | 250 | 29.2 | 31.5 | Wind World | W 2920-250 | 860 | Hjørring | LAND | Rønnovsholm Hgd., Vrejlev | 3er | 562498.65 | 6362819.65 | SDFE2018 | 0103-0786 | Wind World W 2920-250 | Wind.World.W4200
570715000000001949 | 1996-11-08 | 250 | 29.2 | 31.5 | Wind World | W 2920-250 | 860 | Hjørring | LAND | Rønnovsholm Hgd., Vrejlev | 1es | 562657.68 | 6362795.32 | SDFE2018 | 0103-0788 | Wind World W 2920-250 | Wind.World.W4200
570715000000001956 | 1996-11-08 | 250 | 29.2 | 31.5 | Wind World | W 2920-250 | 860 | Hjørring | LAND | Rønnovsholm Hgd., Vrejlev | 1et | 562179.67 | 6362731.51 | SDFE2018 | 0103-0790 | Wind World W 2920-250 | Wind.World.W4200
570715000000001963 | 1996-11-08 | 250 | 29.2 | 31.5 | Wind World | W 2920-250 | 860 | Hjørring | LAND | Rønnovsholm Hgd., Vrejlev | 1eu | 562338.38 | 6362707.53 | SDFE2018 | 0103-0792 | Wind World W 2920-250 | Wind.World.W4200
570715000000001970 | 1996-11-08 | 250 | 29.2 | 31.5 | Wind World | W 2920-250 | 860 | Hjørring | LAND | Rønnovsholm Hgd., Vrejlev | 1ev | 562497.82 | 6362683.06 | SDFE2018 | 0103-0794 | Wind World W 2920-250 | Wind.World.W4200
570715000000001987 | 1996-11-11 | 250 | 29.2 | 31.5 | Wind World | W 2920-250 | 860 | Hjørring | LAND | Rønnovsholm Hgd., Vrejlev | 1ex | 562657.6 | 6362659.05 | SDFE2018 | 0103-0796 | Wind World W 2920-250 | Wind.World.W4200
570715000000003820 | 1996-11-01 | 250 | 29 | 31.5 | Vestas Wind Systems A/S | V 29-225 | 860 | Hjørring | LAND | Sørup, Tårs | 12 | 568711.76 | 6359448.65 | SDFE2018 | 1205-2020 | Vestas Wind Systems A/S V 29-225 | Vestas.V29.225
571313174001764448 | 2018-11-21 | 225 | 29 | 31.5 | Vestas Wind Systems A/S | V 29-225 | 320 | Faxe | LAND | Jørslev By, Karise | 1a | 702483 | 6132921 | Stamdata |  | Vestas Wind Systems A/S V 29-225 | Vestas.V29.225
570714700000006074 | 1988-01-08 | 225 | 27 | 30 | Ukendt | Ukendt | 326 | Kalundborg | LAND | Svallerup By, Svallerup | 18c | 634991.66 | 6164571.04 | SDFE2018 | 40015010 | Ukendt Ukendt | 0
570714700000006081 | 1993-06-13 | 225 | 27 | 30 | Vestas Wind Systems A/S | V 27-225 | 326 | Kalundborg | LAND | Bjerge By, Svallerup | 19a | 638243.24 | 6160456.3 | SDFE2018 | 40015327 | Vestas Wind Systems A/S V 27-225 | Vestas.V27.225
570714700000000263 | 1993-12-14 | 225 | 27 | 31 | Vestas Wind Systems A/S | V 27 | 350 | Lejre | LAND | Jenslev By, Rye Sogn | 10 | 682293 | 6173518.45 | SDFE2018 | 50-9101 | Vestas Wind Systems A/S V 27 | Vestas.V27.225
570714700000000270 | 1993-12-14 | 225 | 27 | 31 | Vestas Wind Systems A/S | V 27 | 350 | Lejre | LAND | Jenslev By, Rye Sogn | 10 | 682314.18 | 6173621.03 | SDFE2018 | 50-9101 | Vestas Wind Systems A/S V 27 | Vestas.V27.225
570714700000000287 | 1993-12-14 | 225 | 27 | 31 | Vestas Wind Systems A/S | V 27 | 350 | Lejre | LAND | Jenslev By, Rye Sogn | 10 | 682335.1 | 6173723.56 | SDFE2018 | 50-9101 | Vestas Wind Systems A/S V 27 | Vestas.V27.225
570714700000000294 | 1993-12-14 | 225 | 27 | 31 | Vestas Wind Systems A/S | V 27 | 350 | Lejre | LAND | Jenslev By, Rye Sogn | 30 | 682356.98 | 6173826.24 | SDFE2018 | 50-9103 | Vestas Wind Systems A/S V 27 | Vestas.V27.225
570714700000000300 | 1993-12-14 | 225 | 27 | 31 | Vestas Wind Systems A/S | V 27 | 350 | Lejre | LAND | Jenslev By, Rye Sogn | 30 | 682380.38 | 6173927.79 | SDFE2018 | 50-9103 | Vestas Wind Systems A/S V 27 | Vestas.V27.225
570714700000009297 | 1991-09-27 | 225 | 27 | 31.5 | Vestas Wind Systems A/S | V 27-225 | 360 | Lolland | LAND | Tjørneby By, Utterslev | 13a | 637826.03 | 6090759.97 | SDFE2018 | 177692 | Vestas Wind Systems A/S V 27-225 | Vestas.V27.225
570714700000009518 | 1993-05-29 | 225 | 27 | 34 | Vestas Wind Systems A/S | V 27-225 | 360 | Lolland | LAND | Fuglse | 8c | 661688.1 | 6064596.92 | SDFE2018 | 180299 | Vestas Wind Systems A/S V 27-225 | Vestas.V27.225
570714700000009525 | 1993-06-20 | 225 | 27 | 34 | Vestas Wind Systems A/S | V 27-225 | 360 | Lolland | LAND | Kappel | 2b1 | 630243.93 | 6073058.45 | SDFE2018 | 180632 | Vestas Wind Systems A/S V 27-225 | Vestas.V27.225
570714700000010231 | 1997-02-20 | 225 | 29 | 31 | Vestas Wind Systems A/S | V 29 | 360 | Lolland | LAND | Vesterbo, Købelev | 14a | 634459.99 | 6087649.44 | SDFE2018 | 184199 | Vestas Wind Systems A/S V 29 | Vestas.V29.225
570714700000010248 | 1997-02-20 | 225 | 29 | 31.5 | Vestas Wind Systems A/S | V 29 | 360 | Lolland | LAND | Roløkke By, Købelev | 11a | 634427.26 | 6088279.46 | SDFE2018 | 184202 | Vestas Wind Systems A/S V 29 | Vestas.V29.225
570714700000009556 | 1993-10-07 | 225 | 27 | 30 | Vestas Wind Systems A/S | V 27-225 | 370 | Næstved | LAND | Flemstofte By, Krummerup | 2a | 660373.72 | 6130360.78 | SDFE2018 | 180827 | Vestas Wind Systems A/S V 27-225 | Vestas.V27.225
570714700000010934 | 1997-09-12 | 225 | 27 | 31 | Vestas Wind Systems A/S | V 27 | 370 | Næstved | LAND | Skafterup, Fyrendal | 8d | 660860.05 | 6122067.15 | SDFE2018 | 190343 | Vestas Wind Systems A/S V 27 | Vestas.V27.225
570714700000009037 | 1990-12-19 | 225 | 27 | 31 | Vestas Wind Systems A/S | V 225 kW | 376 | Guldborgsund | LAND | V. Kippinge | 10b m.f | 677464.46 | 6088353.89 | SDFE2018 | 175809 | Vestas Wind Systems A/S V 225 kW | Vestas.V27.225
570714700000008702 | 1989-12-29 | 225 | 27 | 30 | Vestas Wind Systems A/S | V 27-225 | 390 | Vordingborg | LAND | Farø Ø, Bogø | 2 | 691593.35 | 6093514.38 | SDFE2018 | 173851 | Vestas Wind Systems A/S V 27-225 | Vestas.V27.225
570714700000002601 | 1992-04-29 | 225 | 27 | 31.5 | Vestas Wind Systems A/S | V 27 | 400 | Bornholm | LAND | Rutsker | 32a | 866807.47 | 6133080.43 | SDFE2018 | 60003-1 | Vestas Wind Systems A/S V 27 | Vestas.V27.225
570714700000002618 | 1992-04-29 | 225 | 27 | 31.5 | Vestas Wind Systems A/S | V 27 | 400 | Bornholm | LAND | Rutsker | 32a | 866999.24 | 6133138.3 | SDFE2018 | 60003-2 | Vestas Wind Systems A/S V 27 | Vestas.V27.225
570714700000002625 | 1992-04-29 | 225 | 27 | 31.5 | Vestas Wind Systems A/S | V 27 | 400 | Bornholm | LAND | Rutsker | 32a | 867191.01 | 6133196.29 | SDFE2018 | 60003-3 | Vestas Wind Systems A/S V 27 | Vestas.V27.225
570714700000002731 | 1996-12-09 | 225 | 29 | 31.5 | Vestas Wind Systems A/S | V 29-225 | 400 | Bornholm | LAND | Bodilsker | 4a | 885914.7 | 6115902.21 | SDFE2018 | 60006-1 | Vestas Wind Systems A/S V 29-225 | Vestas.V29.225
570714700000002748 | 1996-12-09 | 225 | 29 | 31.5 | Vestas Wind Systems A/S | V 29-225 | 400 | Bornholm | LAND | Bodilsker | 40a | 886062.18 | 6115987.42 | SDFE2018 | 60006-2 | Vestas Wind Systems A/S V 29-225 | Vestas.V29.225
570714700000002755 | 1996-12-09 | 225 | 29 | 31.5 | Vestas Wind Systems A/S | V 29-225 | 400 | Bornholm | LAND | Bodilsker | 38d | 886209.57 | 6116072.54 | SDFE2018 | 60006-3 | Vestas Wind Systems A/S V 29-225 | Vestas.V29.225
570715000000054150 | 1996-04-23 | 225 | 27 | 31.5 | Vestas Wind Systems A/S | V 27-225 | 420 | Assens | LAND | Køng By, Køng | 46a | 573027.94 | 6125761.27 | SDFE2018 | 99170 | Vestas Wind Systems A/S V 27-225 | Vestas.V27.225
570715000000052170 | 1992-04-03 | 225 | 27 | 31.5 | Vestas Wind Systems A/S | V 27-225 | 482 | Langeland | LAND | Helletofte By, Bøstrup | 1a | 618050 | 6099105 | Stamdata | 32104009 | Vestas Wind Systems A/S V 27-225 | Vestas.V27.225
570715000000034343 | 1997-01-29 | 225 | 29 | 32 | Vestas Wind Systems A/S | V 29-225 | 561 | Esbjerg | LAND | Tjæreborg by | 2æ | 475343.05 | 6146430.25 | SDFE2018 | 60304 | Vestas Wind Systems A/S V 29-225 | Vestas.V29.225
570715000000033735 | 1991-03-27 | 225 | 0.1 | 0.1 | Ukendt | Ukendt | 573 | Varde | LAND | Gestengene | 190 | 456201.8 | 6183432.71 | SDFE2018 | 56917 | Ukendt Ukendt | 0
570715000000033926 | 1994-09-01 | 225 | 0.1 | 0.1 | Ukendt | Ukendt | 573 | Varde | LAND | Gestengene | 190 | 456423.43 | 6183556.18 | SDFE2018 | 58730 | Ukendt Ukendt | 0
570715000000050176 | 1993-09-29 | 225 | 27 | 31.5 | Vestas Wind Systems A/S | V 27-225 | 580 | Aabenraa | LAND | Sdr. Ønlev | 20 | 518428.45 | 6098441.87 | SDFE2018 | 200217 | Vestas Wind Systems A/S V 27-225 | Vestas.V27.225
570715000000016721 | 1989-01-26 | 225 | 26 | 30 | Nordex | N 27/225 | 661 | Holstebro | LAND | Råst By, Råst | 4a | 484332.08 | 6263107.29 | SDFE2018 | 2050119 | Nordex N 27/225 | Nordex.N27.150
571313134890196072 | 2018-11-15 | 225 | 27 | 31.5 | Vestas Wind Systems A/S | V 27-225 | 661 | Holstebro | LAND | 0 | 0 | 458437 | 6242341 | Stamdata | 31800 | Vestas Wind Systems A/S V 27-225 | Vestas.V27.225
570715000000036613 | 1992-03-31 | 225 | 27 | 30.6 | Vestas Wind Systems A/S | V 27-225 | 665 | Lemvig | LAND | Den østlige Del, Nr. Nissum | 4a | 465287.12 | 6267375.64 | SDFE2018 | 40044019 | Vestas Wind Systems A/S V 27-225 | Vestas.V27.225
570715000000037191 | 1991-10-15 | 225 | 27 | 30.7 | Vestas Wind Systems A/S | V 27-225 | 665 | Lemvig | LAND | Tørring Stor, Tørring | 1e | 453284.83 | 6266409.34 | SDFE2018 | 40077107 | Vestas Wind Systems A/S V 27-225 | Vestas.V27.225
570715000000037214 | 1991-10-15 | 225 | 27 | 31.5 | Vestas Wind Systems A/S | V 27-225 | 665 | Lemvig | LAND | Præstegården, Hove | 38a | 453141.52 | 6270498.7 | SDFE2018 | 40078108 | Vestas Wind Systems A/S V 27-225 | Vestas.V27.225
570715000000037221 | 1991-10-15 | 225 | 27 | 31.5 | Vestas Wind Systems A/S | V 27-225 | 665 | Lemvig | LAND | Præstegården, Hove | 38a | 453099.25 | 6270555.07 | SDFE2018 | 40078108 | Vestas Wind Systems A/S V 27-225 | Vestas.V27.225
570715000000037238 | 1991-10-15 | 225 | 27 | 31.5 | Vestas Wind Systems A/S | V 27-225 | 665 | Lemvig | LAND | Præstegården, Hove | 38a | 453054.97 | 6270611.17 | SDFE2018 | 40078108 | Vestas Wind Systems A/S V 27-225 | Vestas.V27.225
570715000000037245 | 1991-10-15 | 225 | 27 | 31.5 | Vestas Wind Systems A/S | V 27-225 | 665 | Lemvig | LAND | Præstegården, Hove | 38a | 453011.81 | 6270667.35 | SDFE2018 | 40078108 | Vestas Wind Systems A/S V 27-225 | Vestas.V27.225
570715000000037368 | 1992-01-15 | 225 | 27 | 30.9 | Vestas Wind Systems A/S | V 27-225 | 665 | Lemvig | LAND | Rom By, Rom | 10f | 455998.26 | 6264152.2 | SDFE2018 | 40083119 | Vestas Wind Systems A/S V 27-225 | Vestas.V27.225
570715000000037436 | 1992-06-02 | 225 | 27 | 31.5 | Vestas Wind Systems A/S | V 27-225 | 665 | Lemvig | LAND | Dal Anneksgård, Fabjerg | 13o | 460902.74 | 6265021.14 | SDFE2018 | 40090 | Vestas Wind Systems A/S V 27-225 | Vestas.V27.225
570715000000037542 | 1994-09-28 | 225 | 29 | 30.7 | Vestas Wind Systems A/S | V 29-225 | 665 | Lemvig | LAND | Storgård, Tørring | 34f | 452947.58 | 6266323.14 | SDFE2018 | 40099091 | Vestas Wind Systems A/S V 29-225 | Vestas.V29.225
570715000000037559 | 1990-12-20 | 225 | 27 | 30.9 | Vestas Wind Systems A/S | V 27-225 | 665 | Lemvig | LAND | Rom By, Rom | 11a | 455962.64 | 6263953.86 | SDFE2018 | 40100138 | Vestas Wind Systems A/S V 27-225 | Vestas.V27.225
570715000000037566 | 1994-12-02 | 225 | 29 | 31.5 | Vestas Wind Systems A/S | V 29-225 | 665 | Lemvig | LAND | Dal Anneksgård, Fabjerg | 20v | 462303.72 | 6265944.31 | SDFE2018 | 40101140 | Vestas Wind Systems A/S V 29-225 | Vestas.V29.225
570715000000030529 | 1991-09-15 | 225 | 27 | 31.5 | Vestas Wind Systems A/S | V 27-225 | 671 | Struer | LAND | Smerup by | 3e | 469751.76 | 6279541.21 | SDFE2018 | 160058 | Vestas Wind Systems A/S V 27-225 | Vestas.V27.225
570715000000030536 | 1991-09-15 | 225 | 27 | 31.5 | Vestas Wind Systems A/S | V 27-225 | 671 | Struer | LAND | Floulev by | 3a | 470265.18 | 6276071.78 | SDFE2018 | 160060 | Vestas Wind Systems A/S V 27-225 | Vestas.V27.225
570715000000030703 | 1992-01-15 | 225 | 27 | 31.5 | Vestas Wind Systems A/S | V 27-225 | 671 | Struer | LAND | Smerup by | 3a | 469108.17 | 6279673.96 | SDFE2018 | 160100 | Vestas Wind Systems A/S V 27-225 | Vestas.V27.225
570715000000030949 | 1993-10-21 | 225 | 27 | 31.5 | Vestas Wind Systems A/S | V 27-225 | 671 | Struer | LAND | Helligkildegård | 2a | 471203.77 | 6277375.33 | SDFE2018 | 160150 | Vestas Wind Systems A/S V 27-225 | Vestas.V27.225
570715000000037405 | 1992-01-15 | 225 | 27 | 30.7 | Vestas Wind Systems A/S | V 27-225 | 671 | Struer | LAND | Makholm Gårde, Resen | 1a | 471539.39 | 6264930.74 | SDFE2018 | 40087122 | Vestas Wind Systems A/S V 27-225 | Vestas.V27.225
570715000000022623 | 1997-09-04 | 225 | 29 | 30 | Vestas Wind Systems A/S | V 29-225 | 710 | Favrskov | LAND | Søften by, Søften | 5a | 567421.77 | 6234777.16 | SDFE2018 | 257197 | Vestas Wind Systems A/S V 29-225 | Vestas.V29.225
570715000000040047 | 1997-01-01 | 225 | 29 | 30 | Vestas Wind Systems A/S | V 29-225 | 760 | Ringkøbing-Skjern | LAND | Nordlige Del Velling | 33e | 457153.58 | 6213565.19 | SDFE2018 | 8003001 | Vestas Wind Systems A/S V 29-225 | Vestas.V29.225
570715000000041501 | 1996-12-12 | 225 | 29 | 30 | Vestas Wind Systems A/S | V 29-225 | 760 | Ringkøbing-Skjern | LAND | Halby by, Stavning | 13h | 459848.29 | 6206381.54 | SDFE2018 | 8505291 | Vestas Wind Systems A/S V 29-225 | Vestas.V29.225
570715000000041518 | 1996-12-01 | 225 | 29 | 30 | Vestas Wind Systems A/S | V 29-225 | 760 | Ringkøbing-Skjern | LAND | Halby by, Stavning | 4ao | 460005.94 | 6206241.03 | SDFE2018 | 8505291 | Vestas Wind Systems A/S V 29-225 | Vestas.V29.225
570715000000041556 | 1997-09-12 | 225 | 29 | 31 | Vestas Wind Systems A/S | V 29-225 | 760 | Ringkøbing-Skjern | LAND | Dejbjerg lund Hgd. Dejbjerg | 31f | 461129.06 | 6206871.82 | SDFE2018 | 8505371 | Vestas Wind Systems A/S V 29-225 | Vestas.V29.225
570715000000041563 | 1997-09-12 | 225 | 29 | 31 | Vestas Wind Systems A/S | V 29-225 | 760 | Ringkøbing-Skjern | LAND | Dejbjerg lund Hgd. Dejbjerg | 2d | 460806.13 | 6206614.17 | SDFE2018 | 8505371 | Vestas Wind Systems A/S V 29-225 | Vestas.V29.225
570715000000041570 | 1997-09-12 | 225 | 29 | 31 | Vestas Wind Systems A/S | V 29-225 | 760 | Ringkøbing-Skjern | LAND | Dejbjerg lund Hgd. Dejbjerg | 30c | 461446.82 | 6206859.33 | SDFE2018 | 8505371 | Vestas Wind Systems A/S V 29-225 | Vestas.V29.225
570715000000041587 | 1997-09-12 | 225 | 29 | 31 | Vestas Wind Systems A/S | V 29-225 | 760 | Ringkøbing-Skjern | LAND | Dejbjerg lund Hgd. Dejbjerg | 28b | 461607.97 | 6206988.18 | SDFE2018 | 8505371 | Vestas Wind Systems A/S V 29-225 | Vestas.V29.225
570715000000041594 | 1997-09-12 | 225 | 29 | 31 | Vestas Wind Systems A/S | V 29-225 | 760 | Ringkøbing-Skjern | LAND | Dejbjerg lund Hgd. Dejbjerg | 31g | 461289.78 | 6207000.27 | SDFE2018 | 8505371 | Vestas Wind Systems A/S V 29-225 | Vestas.V29.225
570715000000041617 | 1997-09-12 | 225 | 29 | 31 | Vestas Wind Systems A/S | V 29-225 | 760 | Ringkøbing-Skjern | LAND | Dejbjerg lund Hgd. Dejbjerg | 31b | 461450.14 | 6207128.84 | SDFE2018 | 8505371 | Vestas Wind Systems A/S V 29-225 | Vestas.V29.225
570715000000041648 | 1997-09-12 | 225 | 29 | 31 | Vestas Wind Systems A/S | V 29-225 | 760 | Ringkøbing-Skjern | LAND | Dejbjerg lund Hgd. Dejbjerg | 23f | 461599.8 | 6206449.94 | SDFE2018 | 8505371 | Vestas Wind Systems A/S V 29-225 | Vestas.V29.225
570715000000041655 | 1997-09-12 | 225 | 29 | 31 | Vestas Wind Systems A/S | V 29-225 | 760 | Ringkøbing-Skjern | LAND | Dejbjerg lund Hgd. Dejbjerg | 23e | 461758.42 | 6206309.16 | SDFE2018 | 8505371 | Vestas Wind Systems A/S V 29-225 | Vestas.V29.225
570715000000041686 | 1997-09-12 | 225 | 29 | 29.6 | Vestas Wind Systems A/S | V 29-225 | 760 | Ringkøbing-Skjern | LAND | Dejbjerg lund Hgd. Dejbjerg | 28c | 461603.68 | 6206719.01 | SDFE2018 | 8505371 | Vestas Wind Systems A/S V 29-225 | Vestas.V29.225
570715000000041693 | 1997-09-12 | 225 | 29 | 29.6 | Vestas Wind Systems A/S | V 29-225 | 760 | Ringkøbing-Skjern | LAND | Dejbjerg lund Hgd. Dejbjerg | 23c | 461763.88 | 6206847.51 | SDFE2018 | 8505371 | Vestas Wind Systems A/S V 29-225 | Vestas.V29.225
570715000000041709 | 1997-09-12 | 225 | 29 | 29.6 | Vestas Wind Systems A/S | V 29-225 | 760 | Ringkøbing-Skjern | LAND | Dejbjerg lund Hgd. Dejbjerg | 36f | 462075.64 | 6206296.72 | SDFE2018 | 8505371 | Vestas Wind Systems A/S V 29-225 | Vestas.V29.225
570715000000041723 | 1997-09-12 | 225 | 29 | 29.6 | Vestas Wind Systems A/S | V 29-225 | 760 | Ringkøbing-Skjern | LAND | Dejbjerg lund Hgd. Dejbjerg | 2n | 461435.51 | 6206052.41 | SDFE2018 | 8505371 | Vestas Wind Systems A/S V 29-225 | Vestas.V29.225
570715000000041730 | 1997-09-12 | 225 | 29 | 29.6 | Vestas Wind Systems A/S | V 29-225 | 760 | Ringkøbing-Skjern | LAND | Dejbjerg Præstegård | 2f | 460964.17 | 6206473.59 | SDFE2018 | 8505371 | Vestas Wind Systems A/S V 29-225 | Vestas.V29.225
570715000000041747 | 1997-09-12 | 225 | 29 | 29.6 | Vestas Wind Systems A/S | V 29-225 | 760 | Ringkøbing-Skjern | LAND | Dejbjerg Præstegård | 2l | 461440.22 | 6206322.06 | SDFE2018 | 8505371 | Vestas Wind Systems A/S V 29-225 | Vestas.V29.225
570715000000041754 | 1997-09-12 | 225 | 29 | 29.6 | Vestas Wind Systems A/S | V 29-225 | 760 | Ringkøbing-Skjern | LAND | Dejbjerg Præstegård | 2p | 461432.02 | 6205783.32 | SDFE2018 | 8505371 | Vestas Wind Systems A/S V 29-225 | Vestas.V29.225
570715000000041778 | 1997-11-18 | 225 | 29 | 29.6 | Vestas Wind Systems A/S | V 29-225 | 760 | Ringkøbing-Skjern | LAND | Dejbjerg Præstegård | 2i | 461282.07 | 6206462.09 | SDFE2018 | 8505371 | Vestas Wind Systems A/S V 29-225 | Vestas.V29.225
570715000000041785 | 1997-09-12 | 225 | 29 | 29.6 | Vestas Wind Systems A/S | V 29-225 | 760 | Ringkøbing-Skjern | LAND | Dejbjerg Præstegård | 2k | 461279 | 6206192.9 | SDFE2018 | 8505371 | Vestas Wind Systems A/S V 29-225 | Vestas.V29.225
570715000000041808 | 1997-09-12 | 225 | 29 | 27.8 | Vestas Wind Systems A/S | V 29-225 | 760 | Ringkøbing-Skjern | LAND | Kærgård, Dejbjerg | 1h | 462078.67 | 6206566.56 | SDFE2018 | 8505371 | Vestas Wind Systems A/S V 29-225 | Vestas.V29.225
570715000000041815 | 1997-09-12 | 225 | 29 | 27.8 | Vestas Wind Systems A/S | V 29-225 | 760 | Ringkøbing-Skjern | LAND | Dejbjerg Præstegård | 2q | 461593.3 | 6205911.72 | SDFE2018 | 8505371 | Vestas Wind Systems A/S V 29-225 | Vestas.V29.225
570715000000041839 | 1997-09-12 | 225 | 29 | 29.6 | Vestas Wind Systems A/S | V 29-225 | 760 | Ringkøbing-Skjern | LAND | Dejbjerg lund Hgd. Dejbjerg | 35d | 461917.86 | 6206437.83 | SDFE2018 | 8505371 | Vestas Wind Systems A/S V 29-225 | Vestas.V29.225
570715000000041846 | 1997-09-12 | 225 | 29 | 29.6 | Vestas Wind Systems A/S | V 29-225 | 760 | Ringkøbing-Skjern | LAND | Dejbjerg lund Hgd. Dejbjerg | 31h | 461915.63 | 6206168.22 | SDFE2018 | 8505371 | Vestas Wind Systems A/S V 29-225 | Vestas.V29.225
570715000000041853 | 1997-09-12 | 225 | 29 | 29.6 | Vestas Wind Systems A/S | V 29-225 | 760 | Ringkøbing-Skjern | LAND | Dejbjerg lund Hgd. Dejbjerg | 24b | 461754.51 | 6206040.17 | SDFE2018 | 8505371 | Vestas Wind Systems A/S V 29-225 | Vestas.V29.225
570715000000042010 | 1997-11-10 | 225 | 29 | 31 | Vestas Wind Systems A/S | V 29-225 | 760 | Ringkøbing-Skjern | LAND | Østerby Stauning | 10l | 460635.08 | 6205678.71 | SDFE2018 | 8505861 | Vestas Wind Systems A/S V 29-225 | Vestas.V29.225
570715000000042027 | 1997-11-01 | 225 | 29 | 31 | Vestas Wind Systems A/S | V 29-225 | 760 | Ringkøbing-Skjern | LAND | Østerby Stauning | 10b | 460477.82 | 6205818.95 | SDFE2018 | 8505861 | Vestas Wind Systems A/S V 29-225 | Vestas.V29.225
570715000000042034 | 1997-09-26 | 225 | 29 | 31 | Vestas Wind Systems A/S | V 29-225 | 760 | Ringkøbing-Skjern | LAND | Halby by, Stauning | 4at | 460162.78 | 6206100.37 | SDFE2018 | 8505861 | Vestas Wind Systems A/S V 29-225 | Vestas.V29.225
570715000000042041 | 1997-10-17 | 225 | 29 | 31 | Vestas Wind Systems A/S | V 29-225 | 760 | Ringkøbing-Skjern | LAND | Østerby Stauning | 50n | 460642.29 | 6206216.94 | SDFE2018 | 8505861 | Vestas Wind Systems A/S V 29-225 | Vestas.V29.225
570715000000042058 | 1997-10-01 | 225 | 29 | 31 | Vestas Wind Systems A/S | V 29-225 | 760 | Ringkøbing-Skjern | LAND | Østerby Stauning | 50v | 460481.17 | 6206088.7 | SDFE2018 | 8505861 | Vestas Wind Systems A/S V 29-225 | Vestas.V29.225
570715000000042102 | 1997-11-02 | 225 | 29 | 31 | Vestas Wind Systems A/S | V 29-225 | 760 | Ringkøbing-Skjern | LAND | Østerby Stauning | 10m | 460795.22 | 6205807.62 | SDFE2018 | 8505861 | Vestas Wind Systems A/S V 29-225 | Vestas.V29.225
570715000000027512 | 1997-12-10 | 225 | 27 | 31.5 | Vestas Wind Systems A/S | V 27-225 | 773 | Morsø | LAND | Sejerslev | 6b | 491528.49 | 6306808.17 | SDFE2018 | 222876 | Vestas Wind Systems A/S V 27-225 | Vestas.V27.225
570715000000027802 | 1997-08-22 | 225 | 27 | 31.5 | Vestas Wind Systems A/S | V 29-225 | 773 | Morsø | LAND | Tæbring | 32a | 475020.48 | 6294081.42 | SDFE2018 | 222898 | Vestas Wind Systems A/S V 29-225 | Vestas.V29.225
570715000000027888 | 1996-07-01 | 225 | 27 | 31.5 | Vestas Wind Systems A/S | V 27-225 | 773 | Morsø | LAND | Sundby | 3a | 481971.29 | 6303599.77 | SDFE2018 | 222906 | Vestas Wind Systems A/S V 27-225 | Vestas.V27.225
570715000000028229 | 1990-02-08 | 225 | 27 | 31.5 | Vestas Wind Systems A/S | V 27-225 | 773 | Morsø | LAND | Ø.Jølby | 12c | 484761.58 | 6297025.86 | SDFE2018 | 222940 | Vestas Wind Systems A/S V 27-225 | Vestas.V27.225
570715000000028281 | 1990-12-11 | 225 | 27 | 31.5 | Vestas Wind Systems A/S | V 27-225 | 773 | Morsø | LAND | Hvidbjerg | 5ac | 476791.51 | 6288329.03 | SDFE2018 | 222957 | Vestas Wind Systems A/S V 27-225 | Vestas.V27.225
570715000000028298 | 1990-12-11 | 225 | 27 | 31.5 | Vestas Wind Systems A/S | V 27-225 | 773 | Morsø | LAND | Hvidbjerg | 5ac | 476785.33 | 6288448.21 | SDFE2018 | 222958 | Vestas Wind Systems A/S V 27-225 | Vestas.V27.225
570715000000028366 | 1991-10-29 | 225 | 27 | 31.5 | Vestas Wind Systems A/S | V 27-225 | 773 | Morsø | LAND | Frøslev | 11ac | 483691.98 | 6293956.97 | SDFE2018 | 223116 | Vestas Wind Systems A/S V 27-225 | Vestas.V27.225
570715000000028441 | 1997-05-28 | 225 | 27 | 31.5 | Vestas Wind Systems A/S | V 27-225 | 773 | Morsø | LAND | Hvidbjerg | 4f | 476797.61 | 6288210.75 | SDFE2018 | 223504 | Vestas Wind Systems A/S V 27-225 | Vestas.V27.225
570715000000016820 | 1989-12-07 | 225 | 27 | 31.5 | Vestas Wind Systems A/S | V 27-225 | 779 | Skive | LAND | Hvidbjerg | 2c | 495961.56 | 6270639.87 | SDFE2018 | 2019826 | Vestas Wind Systems A/S V 27-225 | Vestas.V27.225
570715000000016837 | 1989-12-04 | 225 | 24.6 | 32.7 | Vestas Wind Systems A/S | V 27-225 | 779 | Skive | LAND | Yttrup by, Rybjerg | 4r | 500999.27 | 6285933.1 | SDFE2018 | 2050130 | Vestas Wind Systems A/S V 27-225 | Vestas.V27.225
570715000000016851 | 1989-12-08 | 225 | 27 | 31.5 | Vestas Wind Systems A/S | V 27-225 | 779 | Skive | LAND | Vejby by, Vejby | 1ac | 488505.25 | 6274473.17 | SDFE2018 | 2050132 | Vestas Wind Systems A/S V 27-225 | Vestas.V27.225
570715000000016905 | 1990-02-19 | 225 | 27 | 31.5 | Vestas Wind Systems A/S | V 27-225 | 779 | Skive | LAND | Krejbjerg | 20a | 492378 | 6277670.17 | SDFE2018 | 2050138 | Vestas Wind Systems A/S V 27-225 | Vestas.V27.225
570715000000017117 | 1990-12-19 | 225 | 27 | 31.5 | Vestas Wind Systems A/S | V 27-225 | 779 | Skive | LAND | Håsum by, Håsum | 1d | 490102.39 | 6271009.56 | SDFE2018 | 2050159 | Vestas Wind Systems A/S V 27-225 | Vestas.V27.225
570715000000017209 | 1991-10-16 | 225 | 27 | 31.5 | Vestas Wind Systems A/S | V 27-225 | 779 | Skive | LAND | V.Lyby by, Lyby | 1a | 500132.01 | 6277150.08 | SDFE2018 | 2050168 | Vestas Wind Systems A/S V 27-225 | Vestas.V27.225
570715000000017452 | 1992-05-13 | 225 | 27 | 31.5 | Vestas Wind Systems A/S | V 225 kW | 779 | Skive | LAND | Torum | 9r | 504975.09 | 6288714.75 | SDFE2018 | 2050194 | Vestas Wind Systems A/S V 225 kW | Vestas.V27.225
570715000000017513 | 1992-08-03 | 225 | 27 | 31.5 | Vestas Wind Systems A/S | V 27-225 | 779 | Skive | LAND | Dalgårde, Nautrup | 1a | 495810.75 | 6287404.29 | SDFE2018 | 2050201 | Vestas Wind Systems A/S V 27-225 | Vestas.V27.225
570715000000017520 | 1992-08-05 | 225 | 27 | 31.5 | Vestas Wind Systems A/S | V 225 kW | 779 | Skive | LAND | Toustrup by, Durup | 6a | 496092.76 | 6287404.77 | SDFE2018 | 2050202 | Vestas Wind Systems A/S V 225 kW | Vestas.V27.225
570715000000017711 | 1994-10-17 | 225 | 31.5 | 27 | Vestas Wind Systems A/S | V 29-225 | 779 | Skive | LAND | Krejbjerg | 12aa | 492392.98 | 6278146.62 | SDFE2018 | 2050226 | Vestas Wind Systems A/S V 29-225 | Vestas.V29.225
570715000000005527 | 1990-06-19 | 225 | 27 | 31.5 | Vestas Wind Systems A/S | V 27-225 | 787 | Thisted | LAND | Brund By, Brund | 5r | 481892.85 | 6316314.26 | SDFE2018 | 3363001 | Vestas Wind Systems A/S V 27-225 | Vestas.V27.225
570714700000000027 | 1993-02-03 | 225 | 27 | 30 | Vestas Wind Systems A/S | V 27 | 101 | København | LAND | Uoplyst | 0 | 720898.3 | 6171176.22 | SDFE2018 | KE 555723 | Vestas Wind Systems A/S V 27 | Vestas.V27.225
570714700000000034 | 1993-02-03 | 225 | 27 | 30 | Vestas Wind Systems A/S | V 27 | 101 | København | LAND | Uoplyst | 0 | 720993.08 | 6171227.89 | SDFE2018 | KE 535723 | Vestas Wind Systems A/S V 27 | Vestas.V27.225
570714700000004940 | 1991-04-23 | 225 | 27 | 30 | Vestas Wind Systems A/S | V 27 | 201 | Allerød | LAND | Kollerød | 12a | 705624.49 | 6196370.4 | SDFE2018 | 69-12091 | Vestas Wind Systems A/S V 27 | Vestas.V27.225
570715000000005534 | 1990-06-19 | 225 | 27 | 31.5 | Vestas Wind Systems A/S | V 27-225 | 787 | Thisted | LAND | Brund By, Brund | 5r | 481881.07 | 6316235.4 | SDFE2018 | 3363002 | Vestas Wind Systems A/S V 27-225 | Vestas.V27.225
570715000000005558 | 1990-12-18 | 225 | 27 | 31.5 | Vestas Wind Systems A/S | V 27-225 | 787 | Thisted | LAND | Nordentoft Gårde | 2a | 477968.67 | 6309439.59 | SDFE2018 | 3365008 | Vestas Wind Systems A/S V 27-225 | Vestas.V27.225
570715000000005565 | 1990-12-18 | 225 | 27 | 31.5 | Vestas Wind Systems A/S | V 27-225 | 787 | Thisted | LAND | Nordentoft Gårde | 2b | 478054.47 | 6309435.88 | SDFE2018 | 3365008 | Vestas Wind Systems A/S V 27-225 | Vestas.V27.225
570715000000005572 | 1991-09-25 | 225 | 27 | 31.5 | Vestas Wind Systems A/S | V 27-225 | 787 | Thisted | LAND | Nordentoft Gårde | 2b | 478145.85 | 6309430.71 | SDFE2018 | 3365008 | Vestas Wind Systems A/S V 27-225 | Vestas.V27.225
570715000000005619 | 1991-10-15 | 225 | 27 | 31.5 | Vestas Wind Systems A/S | V 27-225 | 787 | Thisted | LAND | Næstrup | 3a | 477040.65 | 6310726.98 | SDFE2018 | 3371002 | Vestas Wind Systems A/S V 27-225 | Vestas.V27.225
570715000000005626 | 1991-12-19 | 225 | 27 | 31.5 | Vestas Wind Systems A/S | V 27-225 | 787 | Thisted | LAND | Tingstrup By, Thisted | 5c | 478151.73 | 6314118.12 | SDFE2018 | 3375001 | Vestas Wind Systems A/S V 27-225 | Vestas.V27.225
570715000000005633 | 1991-12-18 | 225 | 27 | 31.5 | Vestas Wind Systems A/S | V 27-225 | 787 | Thisted | LAND | Tingstrup By, Thisted | 5c | 478167.07 | 6314039.2 | SDFE2018 | 3375002 | Vestas Wind Systems A/S V 27-225 | Vestas.V27.225
570715000000005640 | 1991-12-19 | 225 | 27 | 31.5 | Vestas Wind Systems A/S | V 27-225 | 787 | Thisted | LAND | Tingstrup By, Thisted | 5c | 478057.22 | 6313834.93 | SDFE2018 | 3374001 | Vestas Wind Systems A/S V 27-225 | Vestas.V27.225
570715000000005657 | 1991-12-19 | 225 | 27 | 31.5 | Vestas Wind Systems A/S | V 27-225 | 787 | Thisted | LAND | Tingstrup By, Thisted | 4c | 478183.35 | 6313633.77 | SDFE2018 | 3374002 | Vestas Wind Systems A/S V 27-225 | Vestas.V27.225
570715000000005695 | 1994-12-22 | 225 | 29 | 32 | Vestas Wind Systems A/S | V 29-225 | 787 | Thisted | LAND | Skinnerup By, Skinnerup | 9i | 479869.61 | 6317264.7 | SDFE2018 | 3390001 | Vestas Wind Systems A/S V 29-225 | Vestas.V29.225
570715000000005701 | 1994-12-22 | 225 | 29 | 32 | Vestas Wind Systems A/S | V 29-225 | 787 | Thisted | LAND | Skinnerup By, Skinnerup | 8a | 479956.37 | 6316981.11 | SDFE2018 | 3390003 | Vestas Wind Systems A/S V 29-225 | Vestas.V29.225
570715000000005909 | 1991-10-15 | 225 | 27 | 31.5 | Vestas Wind Systems A/S | V 27-225 | 787 | Thisted | LAND | Næstrup | 3a | 476973.61 | 6310621.16 | SDFE2018 | 3371001 | Vestas Wind Systems A/S V 27-225 | Vestas.V27.225
570715000000005930 | 1993-12-17 | 225 | 27 | 31.5 | Vestas Wind Systems A/S | V 27-225 | 787 | Thisted | LAND | Kjelstrup By, Hillerslev | 9c | 484465.1 | 6315588.45 | SDFE2018 | 3383001 | Vestas Wind Systems A/S V 27-225 | Vestas.V27.225
570715000000005947 | 1994-01-20 | 225 | 27 | 31.5 | Vestas Wind Systems A/S | V 27-225 | 787 | Thisted | LAND | Sønderby By, Tved | 58 | 482122.97 | 6320640.8 | SDFE2018 | 38400200 | Vestas Wind Systems A/S V 27-225 | Vestas.V27.225
570715000000005954 | 1994-01-20 | 225 | 27 | 31.5 | Vestas Wind Systems A/S | V 27-225 | 787 | Thisted | LAND | Sønderby, Tved | 4r | 481969.05 | 6320515.95 | SDFE2018 | 3384003 | Vestas Wind Systems A/S V 27-225 | Vestas.V27.225
570715000000005961 | 1994-01-20 | 225 | 27 | 30 | Vestas Wind Systems A/S | V 27-225 | 787 | Thisted | LAND | Sønderby By, Tved | 4a | 482030.66 | 6320831.94 | SDFE2018 | 38400100 | Vestas Wind Systems A/S V 27-225 | Vestas.V27.225
570715000000005985 | 1994-12-22 | 225 | 29 | 30 | Vestas Wind Systems A/S | V 29-225 | 787 | Thisted | LAND | Skinnerup | 10a | 479912.77 | 6317123.23 | SDFE2018 | 39000200 | Vestas Wind Systems A/S V 29-225 | Vestas.V29.225
570715000000006036 | 1995-12-05 | 225 | 27 | 30 | Vestas Wind Systems A/S | V 27-225 | 787 | Thisted | LAND | Skinnerup By, Skinnerup | 17f | 481178.33 | 6317472.18 | SDFE2018 | 339800 | Vestas Wind Systems A/S V 27-225 | Vestas.V27.225
570715000000030352 | 1990-01-15 | 225 | 27 | 30 | Vestas Wind Systems A/S | V 27-225 | 787 | Thisted | LAND | Refs by | 12ad | 464679.24 | 6287406.19 | SDFE2018 | 160017 | Vestas Wind Systems A/S V 27-225 | Vestas.V27.225
570714700000106958 | 2004-07-13 | 225 | 27 | 32.2 | Vestas Wind Systems A/S | V 27-225 | 265 | Roskilde | LAND | Veddelev | 15a | 694671.02 | 6175305.51 | SDFE2018 | 15431960 | Vestas Wind Systems A/S V 27-225 | Vestas.V27.225
570715000000030383 | 1990-03-15 | 225 | 27 | 31.5 | Vestas Wind Systems A/S | V 27-225 | 787 | Thisted | LAND | Bedsted | 18a | 463086.03 | 6299175.21 | SDFE2018 | 160024 | Vestas Wind Systems A/S V 27-225 | Vestas.V27.225
570715000000030475 | 1990-12-15 | 225 | 27 | 31.5 | Vestas Wind Systems A/S | V 27-225 | 787 | Thisted | LAND | Morup Mølle | 1æ | 463810.22 | 6299895.23 | SDFE2018 | 160044 | Vestas Wind Systems A/S V 27-225 | Vestas.V27.225
570715000000030499 | 1991-06-15 | 225 | 27 | 31.5 | Vestas Wind Systems A/S | V 27-225 | 787 | Thisted | LAND | Tvorup by | 5i | 470160.6 | 6313749.91 | SDFE2018 | 160050 | Vestas Wind Systems A/S V 27-225 | Vestas.V27.225
570715000000030543 | 1991-09-15 | 225 | 27 | 31.5 | Vestas Wind Systems A/S | V 27-225 | 787 | Thisted | LAND | Grurup by | 10a | 465066.83 | 6293865.55 | SDFE2018 | 160062 | Vestas Wind Systems A/S V 27-225 | Vestas.V27.225
570715000000030604 | 1991-10-15 | 225 | 27 | 31.5 | Vestas Wind Systems A/S | V 27-225 | 787 | Thisted | LAND | Skårup by | 3c2c | 473022.59 | 6313990.88 | SDFE2018 | 160080 | Vestas Wind Systems A/S V 27-225 | Vestas.V27.225
570715000000030611 | 1991-10-15 | 225 | 27 | 31.5 | Vestas Wind Systems A/S | V 27-225 | 787 | Thisted | LAND | Skårup by | 3c2c | 472848.53 | 6313996.29 | SDFE2018 | 160082 | Vestas Wind Systems A/S V 27-225 | Vestas.V27.225
570715000000030628 | 1991-10-15 | 225 | 27 | 31.5 | Vestas Wind Systems A/S | V 27-225 | 787 | Thisted | LAND | Adbøl | 2f | 460707.91 | 6292181.14 | SDFE2018 | 160084 | Vestas Wind Systems A/S V 27-225 | Vestas.V27.225
570715000000030659 | 1991-11-15 | 225 | 27 | 31.5 | Vestas Wind Systems A/S | V 27-225 | 787 | Thisted | LAND | Sønderhå | 2a | 467365.39 | 6301803.73 | SDFE2018 | 160090 | Vestas Wind Systems A/S V 27-225 | Vestas.V27.225
570715000000030741 | 1992-04-15 | 225 | 27 | 31.5 | Vestas Wind Systems A/S | V 27-225 | 787 | Thisted | LAND | Vang | 24a | 472349.76 | 6314251.77 | SDFE2018 | 160108 | Vestas Wind Systems A/S V 27-225 | Vestas.V27.225
570715000000030956 | 1993-11-05 | 225 | 27 | 31.5 | Vestas Wind Systems A/S | V 27-225 | 787 | Thisted | LAND | Vestervig | 6a | 458958.79 | 6294074.33 | SDFE2018 | 160152 | Vestas Wind Systems A/S V 27-225 | Vestas.V27.225
570715000000030994 | 1994-08-23 | 225 | 27 | 31.5 | Vestas Wind Systems A/S | V 27-225 | 787 | Thisted | LAND | Ydby by | 4c | 463595.39 | 6284335.64 | SDFE2018 | 160162 | Vestas Wind Systems A/S V 27-225 | Vestas.V27.225
570715000000031014 | 1994-09-27 | 225 | 29 | 30 | Vestas Wind Systems A/S | V 29-225 | 787 | Thisted | LAND | Sundby | 10l | 475795.43 | 6304554.09 | SDFE2018 | 160166 | Vestas Wind Systems A/S V 29-225 | Vestas.V29.225
570715000000031045 | 1994-12-02 | 225 | 29 | 31.5 | Vestas Wind Systems A/S | V 29-225 | 787 | Thisted | LAND | Skjoldborg | 16a | 475000.55 | 6306881.33 | SDFE2018 | 160172 | Vestas Wind Systems A/S V 29-225 | Vestas.V29.225
570715000000031083 | 1995-02-22 | 225 | 29 | 31.5 | Vestas Wind Systems A/S | V 29-225 | 787 | Thisted | LAND | Skårup by | 2a | 473648.89 | 6314411.11 | SDFE2018 | 160179 | Vestas Wind Systems A/S V 29-225 | Vestas.V29.225
570715000000031106 | 1995-02-22 | 225 | 29 | 31.5 | Vestas Wind Systems A/S | V 29-225 | 787 | Thisted | LAND | Skårup by | 2a | 473568.76 | 6314144.44 | GST, 18-02-2013 | 160183 | Vestas Wind Systems A/S V 29-225 | Vestas.V29.225
570715000000031342 | 1996-05-14 | 225 | 29 | 31.5 | Vestas Wind Systems A/S | V 29-225 | 787 | Thisted | LAND | Skjoldborg | 10a | 475314.62 | 6306290.46 | SDFE2018 | 160236 | Vestas Wind Systems A/S V 29-225 | Vestas.V29.225
570715000000031410 | 1996-07-09 | 225 | 29 | 31.5 | Vestas Wind Systems A/S | V 29-225 | 787 | Thisted | LAND | Hørsted | 8g | 469975.34 | 6303274.81 | SDFE2018 | 160250 | Vestas Wind Systems A/S V 29-225 | Vestas.V29.225
570715000000031427 | 1996-07-10 | 225 | 29 | 31.5 | Vestas Wind Systems A/S | V 29-225 | 787 | Thisted | LAND | Hørsted | 8d | 469931.78 | 6303161.63 | SDFE2018 | 160252 | Vestas Wind Systems A/S V 29-225 | Vestas.V29.225
570715000000031892 | 1990-12-01 | 225 | 27 | 31.5 | Vestas Wind Systems A/S | V 27-225 | 787 | Thisted | LAND | Kobberø by | 1b | 459007.31 | 6286508.54 | SDFE2018 | 160350 | Vestas Wind Systems A/S V 27-225 | Vestas.V27.225
570715000000031908 | 1990-12-01 | 225 | 27 | 31.5 | Vestas Wind Systems A/S | V 27-225 | 787 | Thisted | LAND | Kobberø by | 5b17 | 458898.55 | 6285984.09 | SDFE2018 | 160352 | Vestas Wind Systems A/S V 27-225 | Vestas.V27.225
570715000000031915 | 1990-12-01 | 225 | 27 | 31.5 | Vestas Wind Systems A/S | V 27-225 | 787 | Thisted | LAND | Kobberø by | 1l | 458717.63 | 6286585.2 | SDFE2018 | 160354 | Vestas Wind Systems A/S V 27-225 | Vestas.V27.225
570715000000031946 | 1990-12-01 | 225 | 27 | 31.5 | Vestas Wind Systems A/S | V 27-225 | 787 | Thisted | LAND | Helligsø by | 6a | 460179.22 | 6284793.44 | SDFE2018 | 160360 | Vestas Wind Systems A/S V 27-225 | Vestas.V27.225
570715000000031960 | 1990-12-01 | 225 | 27 | 31.5 | Vestas Wind Systems A/S | V 27-225 | 787 | Thisted | LAND | Helligsø by | 2a | 461133.89 | 6284170.83 | SDFE2018 | 160364 | Vestas Wind Systems A/S V 27-225 | Vestas.V27.225
570715000000031977 | 1991-03-01 | 225 | 27 | 31.5 | Vestas Wind Systems A/S | V 27-225 | 787 | Thisted | LAND | Helligsø by | 1e | 460996.43 | 6284002.95 | SDFE2018 | 160366 | Vestas Wind Systems A/S V 27-225 | Vestas.V27.225
570715000000032004 | 1991-03-01 | 225 | 27 | 31.5 | Vestas Wind Systems A/S | V 27-225 | 787 | Thisted | LAND | Kobberø by | 1i | 459767.62 | 6287768.92 | SDFE2018 | 160372 | Vestas Wind Systems A/S V 27-225 | Vestas.V27.225
570715000000032011 | 1991-03-01 | 225 | 27 | 31.5 | Vestas Wind Systems A/S | V 27-225 | 787 | Thisted | LAND | Kobberø by | 6a | 458258.69 | 6286220.46 | SDFE2018 | 160374 | Vestas Wind Systems A/S V 27-225 | Vestas.V27.225
570715000000045097 | 1991-12-12 | 225 | 27 | 32 | Vestas Wind Systems A/S | V 27-225 | 787 | Thisted | LAND | Hurup By, Hurup | 1bg | 465374.47 | 6290795.87 | SDFE2018 | HURUP3 | Vestas Wind Systems A/S V 27-225 | Vestas.V27.225
570715000001639875 | 2019-04-17 | 225 | 27 | 31.5 | Vestas Wind Systems A/S | V 27-225 | 787 | Thisted | LAND | Hundborg | 24bz | 471605 | 6309791 | Stamdata | 170134 | Vestas Wind Systems A/S V 27-225 | Vestas.V27.225
570715000000009389 | 1994-05-27 | 225 | 29 | 31 | Vestas Wind Systems A/S | V 29-225 | 820 | Vesthimmerlands | LAND | Li. Ajstrup by | 3c | 529587.29 | 6304696.53 | SDFE2018 | 303 | Vestas Wind Systems A/S V 29-225 | Vestas.V29.225
570715000000009426 | 1995-05-04 | 225 | 29 | 31 | Vestas Wind Systems A/S | V 29-225 | 820 | Vesthimmerlands | LAND | Fandrup by | 5ac | 517625.23 | 6290651.27 | SDFE2018 | 325 | Vestas Wind Systems A/S V 29-225 | Vestas.V29.225
570715000000009433 | 1995-05-04 | 225 | 29 | 31 | Vestas Wind Systems A/S | V 29-225 | 820 | Vesthimmerlands | LAND | Fandrup by | 5a | 517517.18 | 6290655.39 | SDFE2018 | 326 | Vestas Wind Systems A/S V 29-225 | Vestas.V29.225
570715000000056208 | 1994-12-31 | 225 | 29 | 30 | Vestas Wind Systems A/S | V 29-225 | 840 | Rebild | LAND | Stausgård | 3a | 542286.4 | 6292082.22 | SDFE2018 | 318 | Vestas Wind Systems A/S V 29-225 | Vestas.V29.225
570715000000000317 | 1990-05-18 | 225 | 27 | 31.5 | Vestas Wind Systems A/S | V 27-225 | 849 | Jammerbugt | LAND | Attrup by | 2e | 529399.94 | 6322872.74 | SDFE2018 | 2372021 | Vestas Wind Systems A/S V 27-225 | Vestas.V27.225
570715000000000928 | 1995-11-13 | 225 | 29 | 31.5 | Vestas Wind Systems A/S | V 225 kW | 849 | Jammerbugt | LAND | Holme by V Thorup | 5a | 506857.63 | 6327457.01 | SDFE2018 | 487/88043-1 | Vestas Wind Systems A/S V 225 kW | Vestas.V27.225
570715000000000942 | 1996-09-22 | 225 | 29 | 31.5 | Vestas Wind Systems A/S | V 225 kW | 849 | Jammerbugt | LAND | Holme by V Thorup | 5a | 506725.97 | 6327537.56 | SDFE2018 | 487/88043-3 | Vestas Wind Systems A/S V 225 kW | Vestas.V27.225
570715000000000966 | 1996-09-22 | 225 | 29 | 31.5 | Vestas Wind Systems A/S | V 225 kW | 849 | Jammerbugt | LAND | Holme by V Thorup | 5a | 506461.43 | 6327699.56 | SDFE2018 | 487/88055 | Vestas Wind Systems A/S V 225 kW | Vestas.V27.225
570715000000012006 | 1988-04-28 | 225 | 26 | 30 | Nordex | N 27/225 | 851 | Ålborg | LAND | Stae By, V. Hassing | 7q | 565021.98 | 6324641.97 | SDFE2018 | 70022-01 | Nordex N 27/225 | Nordex.N27.150
570715000000002366 | 1994-03-30 | 225 | 27 | 31.5 | Vestas Wind Systems A/S | V 27-225 | 860 | Hjørring | LAND | Grimmeshave, Astrup | 2d | 564434.27 | 6371932.96 | SDFE2018 | 0206-1208 | Vestas Wind Systems A/S V 27-225 | Vestas.V27.225
570715000000002489 | 1989-11-21 | 225 | 27 | 29 | Danwin | DW 27-225 | 860 | Hjørring | LAND | Vejby By, Vejby | 8c | 551700.05 | 6362080.78 | SDFE2018 | 0307-0076 | Danwin DW 27-225 | 0
570714700000000768 | 1991-02-25 | 200 | 27 | 30 | NEG Micon | NM 570-200 | 316 | Holbæk | LAND | Vinstrup By, Sdr. Asmindrup | 3i | 668977.91 | 6170339.83 | SDFE2018 | 071-00492 | NEG Micon NM 570-200 | NEG.Micon.M1500.500
570714700000000775 | 1991-02-25 | 200 | 27 | 30 | NEG Micon | NM 570-200 | 316 | Holbæk | LAND | Vinstrup By, Sdr. Asmindrup | 3h | 669052.51 | 6170343.71 | SDFE2018 | 071-00492 | NEG Micon NM 570-200 | NEG.Micon.M1500.500
570714700000000782 | 1991-02-25 | 200 | 27 | 30 | NEG Micon | NM 570-200 | 316 | Holbæk | LAND | Vinstrup By, Sdr. Asmindrup | 3h | 669128.33 | 6170346.2 | SDFE2018 | 071-00492 | NEG Micon NM 570-200 | NEG.Micon.M1500.500
570714700000003707 | 1991-01-01 | 200 | 27 | 30 | Micon | M 570 | 316 | Holbæk | LAND | Bybjerg | 25a | 674268.49 | 6185007.18 | SDFE2018 | 86-6712 | Micon M 570 | NEG.Micon.M1500.500
570714700000003714 | 1991-01-01 | 200 | 27 | 30 | Micon | M 570 | 316 | Holbæk | LAND | Bybjerg | 25a | 674311.17 | 6184927.55 | SDFE2018 | 86-6712 | Micon M 570 | NEG.Micon.M1500.500
570714700000003950 | 1991-01-01 | 200 | 27 | 30 | Micon | M 570 | 316 | Holbæk | LAND | Bybjerg | 24b | 674353.42 | 6184848.03 | SDFE2018 | 86-6714 | Micon M 570 | NEG.Micon.M1500.500
570714700000003967 | 1991-01-01 | 200 | 27 | 30 | Micon | M 570 | 316 | Holbæk | LAND | Bybjerg | 24b | 674394.7 | 6184768.67 | SDFE2018 | 86-6714 | Micon M 570 | NEG.Micon.M1500.500
570714700000003974 | 1991-01-01 | 200 | 27 | 30 | Micon | M 570 | 316 | Holbæk | LAND | Bybjerg | 24b | 674439.03 | 6184688.69 | SDFE2018 | 86-6714 | Micon M 570 | NEG.Micon.M1500.500
570714700000005091 | 1990-12-06 | 200 | 27 | 30 | Micon | M 570 | 316 | Holbæk | LAND | Bybjerg | 25a | 674225.84 | 6185087.04 | SDFE2018 | 86-6710 | Micon M 570 | NEG.Micon.M1500.500
570714700000005220 | 1989-04-04 | 200 | 24 | 30 | Ukendt | Ukendt | 316 | Holbæk | LAND | Tingerup By, Soderup | 4a | 677491.48 | 6163417.78 | SDFE2018 | 40028956 | Ukendt Ukendt | 0
570714700000005237 | 1989-04-04 | 200 | 24 | 30 | Ukendt | Ukendt | 316 | Holbæk | LAND | Tingerup By, Soderup | 3f | 677452.92 | 6163542.27 | SDFE2018 | 40028956 | Ukendt Ukendt | 0
570714700000000683 | 1991-09-25 | 200 | 27 | 30 | NEG Micon | NM 570-200 | 326 | Kalundborg | LAND | Algestrup Hgd., Føllenslev | 1a | 645138.79 | 6178329.93 | SDFE2018 | 019-01317 | NEG Micon NM 570-200 | NEG.Micon.M1500.500
570714700000000690 | 1991-09-25 | 200 | 27 | 30 | Micon | M 570-200 | 326 | Kalundborg | LAND | Algestrup Hgd., Føllenslev | 1a | 645007.56 | 6178257.59 | SDFE2018 | 019-01317 | Micon M 570-200 | NEG.Micon.M1500.500
570714700000000706 | 1991-09-25 | 200 | 27 | 30 | Micon | M 570-200 | 326 | Kalundborg | LAND | Algestrup Hgd., Føllenslev | 1a | 645270.25 | 6178402.68 | SDFE2018 | 019-01317 | Micon M 570-200 | NEG.Micon.M1500.500
570714700000008252 | 1988-12-01 | 200 | 25 | 30 | Vestas Wind Systems A/S | V 25 | 329 | Ringsted | LAND | Ørslev Under Skoven, Bringstrup | 10a | 671882.99 | 6151426.2 | SDFE2018 | 165250 | Vestas Wind Systems A/S V 25 | Vestas.V27.225
570714700000008450 | 1989-07-03 | 200 | 24 | 30 | Ukendt | Ukendt | 329 | Ringsted | LAND | Bøstofte, Kværkeby | 20a | 680412.84 | 6150849.83 | SDFE2018 | 166386 | Ukendt Ukendt | 0
570714700000000713 | 1991-03-19 | 200 | 27 | 30 | NEG Micon | NM 570-200 | 330 | Slagelse | LAND | Havrebjerg By, Havrebjerg | 17a | 644932.77 | 6146524.27 | SDFE2018 | 029-00358 | NEG Micon NM 570-200 | NEG.Micon.M1500.500
570714700000000720 | 1991-03-19 | 200 | 27 | 30 | NEG Micon | NM 570-200 | 330 | Slagelse | LAND | Havrebjerg By, Havrebjerg | 17a | 645044.74 | 6146577.96 | SDFE2018 | 029-00358 | NEG Micon NM 570-200 | NEG.Micon.M1500.500
570714700000000737 | 1991-03-19 | 200 | 27 | 30 | NEG Micon | NM 570-200 | 330 | Slagelse | LAND | Havrebjerg By, Havrebjerg | 17a | 645157.87 | 6146632.56 | SDFE2018 | 029-00358 | NEG Micon NM 570-200 | NEG.Micon.M1500.500
570714700000000744 | 1991-03-07 | 200 | 27 | 30 | NEG Micon | NM 570-200 | 330 | Slagelse | LAND | Sludstrup By, Sludstrup | 3a | 650679.05 | 6136338.16 | SDFE2018 | 097-00180 | NEG Micon NM 570-200 | NEG.Micon.M1500.500
570714700000000751 | 1991-03-07 | 200 | 27 | 30 | NEG Micon | NM 570-200 | 330 | Slagelse | LAND | Sludstrup By, Sludstrup | 3a | 650597.64 | 6136203.18 | SDFE2018 | 097-00180 | NEG Micon NM 570-200 | NEG.Micon.M1500.500
570714700000000799 | 1991-02-19 | 200 | 27 | 30 | NEG Micon | NM 570-200 | 330 | Slagelse | LAND | Årslev By, Sønderup | 6 | 648533.22 | 6147770.6 | SDFE2018 | 074-00237 | NEG Micon NM 570-200 | NEG.Micon.M1500.500
570714700000000805 | 1991-02-19 | 200 | 27 | 30 | Micon | M 570-200 | 330 | Slagelse | LAND | Årslev By, Sønderup | 6 | 648564.89 | 6147646.8 | SDFE2018 | 074-00237 | Micon M 570-200 | NEG.Micon.M1500.500
570714700000000812 | 1991-02-19 | 200 | 27 | 30 | NEG Micon | NM 570-200 | 330 | Slagelse | LAND | Årslev By, Sønderup | 6 | 648596.69 | 6147522.68 | SDFE2018 | 074-00237 | NEG Micon NM 570-200 | NEG.Micon.M1500.500
570714700000000829 | 1992-12-04 | 200 | 27 | 30 | NEG Micon | NM 570-200 | 330 | Slagelse | LAND | Hejninge By, Hejninge | 16g | 643865.02 | 6142535.73 | SDFE2018 | 091-00117 | NEG Micon NM 570-200 | NEG.Micon.M1500.500
570714700000000836 | 1992-12-04 | 200 | 27 | 30 | NEG Micon | NM 570-200 | 330 | Slagelse | LAND | Hejninge By, Hejninge | 16g | 643860.67 | 6142645.62 | SDFE2018 | 091-00117 | NEG Micon NM 570-200 | NEG.Micon.M1500.500
570714700000000843 | 1992-12-04 | 200 | 27 | 30 | NEG Micon | NM 570-200 | 330 | Slagelse | LAND | Hejninge By, Hejninge | 16g | 643856.57 | 6142756.21 | SDFE2018 | 091-00117 | NEG Micon NM 570-200 | NEG.Micon.M1500.500
570714700000007958 | 1988-07-01 | 200 | 24 | 29 | Wincon | W 200 | 330 | Slagelse | LAND | Eggeslevmagle | 10a | 648756.3 | 6126523.97 | SDFE2018 | 163623 | Wincon W 200 | Nordex.N29.250
570714700000008337 | 1989-02-01 | 200 | 24 | 30 | Ukendt | Ukendt | 330 | Slagelse | LAND | Høve | 7a | 651857.33 | 6125668.24 | SDFE2018 | 166419 | Ukendt Ukendt | 0
570714700000008474 | 1989-02-01 | 200 | 24 | 30 | Danwin | DW 24-200 | 330 | Slagelse | LAND | Høve | 7a | 651907.98 | 6125722.34 | SDFE2018 | 165732 | Danwin DW 24-200 | 0
570714700000008962 | 1990-01-15 | 200 | 24 | 28 | Wincon | W 200 | 330 | Slagelse | LAND | Vollerup By, Gimlinge | 5a | 654635.71 | 6135565.86 | SDFE2018 | 175365 | Wincon W 200 | Nordex.N29.250
570715000000088513 | 2007-02-01 | 200 | 23 | 30 | Wind World | W 2320 | 330 | Slagelse | LAND | Forlev By, Vemmelev | 7c | 642381.91 | 6140088.81 | SDFE2018 | 40171271 | Wind World W 2320 | Wind.World.W4200
570714700000007828 | 1988-05-02 | 200 | 24 | 28.5 | Wincon | W 200/26 | 336 | Stevns | LAND | Havnelev | 21 | 712500.88 | 6130918.15 | SDFE2018 | 162963 | Wincon W 200/26 | Bonus.B23.150
570714700000006449 | 1989-04-04 | 200 | 24 | 30 | Ukendt | Ukendt | 376 | Guldborgsund | LAND | Krårup By Våbensted | 3 | 663567.41 | 6075666.75 | SDFE2018 | MA13206 | Ukendt Ukendt | 0
570714700000008283 | 1989-08-31 | 200 | 24 | 30 | Ukendt | Ukendt | 376 | Guldborgsund | LAND | Hasselø By, Væggerløse | 3a,4a | 686570.59 | 6068131.82 | SDFE2018 | 2130225 | Ukendt Ukendt | 0
570714700000008290 | 1988-12-27 | 200 | 24 | 30 | Ukendt | Ukendt | 376 | Guldborgsund | LAND | Hasselø By, Væggerløse | 3a4a | 686457.11 | 6068001.97 | SDFE2018 | 165255 | Ukendt Ukendt | 0
570714700000009631 | 1993-12-17 | 200 | 26 | 25 | Wincon | W 200 | 376 | Guldborgsund | LAND | Gedesby | 13g | 688811.24 | 6053939.46 | SDFE2018 | 181179 | Wincon W 200 | Nordex.N29.250
570715000000053153 | 1989-11-01 | 200 | 24 | 30 | Ukendt | Ukendt | 430 | Faaborg-Midtfyn | LAND | Kvændrup By, Kværndrup | 22a | 600826.44 | 6113815.9 | SDFE2018 | 99037 | Ukendt Ukendt | 0
570715000000055539 | 1995-07-17 | 200 | 29 | 30 | Vestas Wind Systems A/S | V 29 | 430 | Faaborg-Midtfyn | LAND | Avernakø | 5d | 580061.88 | 6098286.16 | SDFE2018 | 12675 | Vestas Wind Systems A/S V 29 | Vestas.V29.225
570715000000052576 | 1989-06-15 | 200 | 25 | 30 | Vestas Wind Systems A/S | V 25-200 | 479 | Svendborg | LAND | Oure By, Oure | 20bs | 610142.95 | 6108893.44 | SDFE2018 | 50717 | Vestas Wind Systems A/S V 25-200 | Vestas.V27.225
570715000000047121 | 1988-05-24 | 200 | 25 | 30 | Vestas Wind Systems A/S | V 25-200 | 550 | Tønder | LAND | Sølsted | 140 | 488567.52 | 6098208.25 | SDFE2018 | 77945 | Vestas Wind Systems A/S V 25-200 | Vestas.V27.225
570715000000047282 | 1988-04-16 | 200 | 0.1 | 0.1 | Ukendt | Ukendt | 550 | Tønder | LAND | Øster Gammelby | 4 | 484359.95 | 6094363.1 | SDFE2018 | 87553 | Ukendt Ukendt | 0
570715000000046049 | 1989-04-12 | 200 | 24 | 28.7 | Wincon | 200 kW | 561 | Esbjerg | LAND | V. Vedsted | 74e | 480289.48 | 6125856.06 | GST, 18-02-2013 | 30506 | Wincon 200 kW | 0
570715000000033247 | 1990-07-05 | 200 | 0.1 | 0.1 | Wincon | 200 kW | 573 | Varde | LAND | Burgård | 8k | 457070.18 | 6161587.33 | SDFE2018 | 55852 | Wincon 200 kW | 0
570715000000033254 | 1990-07-05 | 200 | 0.1 | 0.1 | Ukendt | Ukendt | 573 | Varde | LAND | Burgård | 8k | 457084.99 | 6161448.48 | Stamdata | 55852 | Ukendt Ukendt | 0
570715000000033490 | 1990-02-22 | 200 | 0.1 | 0.1 | Ukendt | Ukendt | 573 | Varde | LAND | Lundtang By | 2a | 459992.93 | 6177348.43 | SDFE2018 | 56254 | Ukendt Ukendt | 0
570715000000033841 | 1991-10-07 | 200 | 0.1 | 30 | Wincon | W 200/25,4 | 573 | Varde | LAND | Toftnæs By | 5b | 462520.32 | 6162332.03 | Stamdata | 57131 | Wincon W 200/25,4 | 0
570715000000033902 | 1991-10-07 | 200 | 0.1 | 30 | Wincon | W 200/25,4 | 573 | Varde | LAND | Toftnæs By | 5b | 462786.26 | 6162250.12 | SDFE2018 | 57277 | Wincon W 200/25,4 | 0
570715000000033919 | 1991-10-07 | 200 | 0.1 | 30 | Wincon | W 200/25,4 | 573 | Varde | LAND | Toftnæs By | 5b | 462653.57 | 6162290.59 | Stamdata | 57277 | Wincon W 200/25,4 | 0
570715000000034268 | 1996-10-03 | 200 | 31 | 30 | BONUS | 200 | 575 | Vejen | LAND | Føvling By | 1t | 496751.75 | 6146474.35 | SDFE2018 | 60168 | BONUS 200 | Bonus.B23.150
570715000000019319 | 1991-10-30 | 200 | 26 | 30 | Wincon | W 200/26 | 710 | Favrskov | LAND | Nørre Galten Møllelav | ug | 564573.58 | 6247214.5 | SDFE2018 | 95069 | Wincon W 200/26 | Bonus.B23.150
570715000000019326 | 1991-10-30 | 200 | 26 | 30 | Wincon | W 200/26 | 710 | Favrskov | LAND | Nørre Galten Møllelav | 4e | 564542.85 | 6247360.51 | SDFE2018 | 95070 | Wincon W 200/26 | Bonus.B23.150
570715000000019357 | 1992-05-22 | 200 | 26 | 30 | Wincon | W 200/26 | 730 | Randers | LAND | Ø.Velling By, Ø.Velling | 7d | 552121.07 | 6252847.29 | SDFE2018 | 95073 | Wincon W 200/26 | Bonus.B23.150
570715000000019364 | 1992-05-22 | 200 | 26 | 30 | Wincon | W 200/26 | 730 | Randers | LAND | Ø.Velling By, Ø.Velling | 7d | 552182.39 | 6252914.72 | SDFE2018 | 95074 | Wincon W 200/26 | Bonus.B23.150
570715000000026430 | 1994-05-05 | 200 | 26 | 30 | Wincon | W 200/26 | 766 | Hedensted | LAND | V-Ørum Sandbjerg | 35f | 536045.54 | 6187022.45 | SDFE2018 | 1030023 | Wincon W 200/26 | Bonus.B23.150
570715000000028038 | 1987-12-17 | 200 | 25 | 30 | Vestas Wind Systems A/S | V 25-200 | 773 | Morsø | LAND | Solbjerg | 10a | 481731.06 | 6303003.97 | SDFE2018 | 222921 | Vestas Wind Systems A/S V 25-200 | Vestas.V27.225
570715000000028113 | 1989-01-20 | 200 | 24 | 30 | Ukendt | Ukendt | 773 | Morsø | LAND | Frøslev | 4a | 485395.41 | 6295928.34 | SDFE2018 | 222929 | Ukendt Ukendt | 0
570715000000028120 | 1989-01-20 | 200 | 24 | 30 | Ukendt | Ukendt | 773 | Morsø | LAND | Frøslev | 4a | 485384.71 | 6295829.32 | SDFE2018 | 222930 | Ukendt Ukendt | 0
570715000000028137 | 1989-01-20 | 200 | 24 | 30 | Ukendt | Ukendt | 773 | Morsø | LAND | Frøslev | 4a | 485374.11 | 6295730 | SDFE2018 | 222931 | Ukendt Ukendt | 0
570715000000028373 | 1993-05-05 | 200 | 26 | 30 | Wincon | W 200/26 | 773 | Morsø | LAND | Jørsby | 16a | 492229.02 | 6306226.79 | SDFE2018 | 223209 | Wincon W 200/26 | Bonus.B23.150
570715000000028380 | 1993-05-05 | 200 | 26 | 30 | Wincon | W 200/26 | 773 | Morsø | LAND | Jørsby | 16a | 492224.24 | 6306076.53 | SDFE2018 | 223210 | Wincon W 200/26 | Bonus.B23.150
570715000000017049 | 1990-10-09 | 200 | 27 | 30 | Ukendt | Ukendt | 779 | Skive | LAND | V.Hærup by, Lihme | 1cu | 483077.16 | 6271308.7 | SDFE2018 | 2050152 | Ukendt Ukendt | 0
570714700000003585 | 1990-03-01 | 200 | 27 | 30 | Micon | M 530 | 250 | Frederikssund | LAND | Svanholm Hovedgård, Krogstrup Sogn | 1ae | 683465.57 | 6186044.81 | SDFE2018 | 81-12485 | Micon M 530 | NEG.Micon.M1500.500
570714700000005053 | 1990-04-20 | 200 | 27 | 30 | Micon | M 530 | 250 | Frederikssund | LAND | Svanholm Hovedgård | 1ae | 683453.72 | 6186303.8 | SDFE2018 | 81-12261 | Micon M 530 | NEG.Micon.M1500.500
570714700000000638 | 1988-06-14 | 200 | 25 | 30 | Vestas Wind Systems A/S | V 25-200 | 306 | Odsherred | LAND | Nr. Asmindrup By, Nr. Asmindrup | 2a | 664340.63 | 6197377.66 | SDFE2018 | 047-00675 | Vestas Wind Systems A/S V 25-200 | Vestas.V27.225
570714700000000645 | 1988-06-14 | 200 | 25 | 30 | Vestas Wind Systems A/S | V 25-200 | 306 | Odsherred | LAND | Nr. Asmindrup By, Nr. Asmindrup | 2a | 664410.95 | 6197190.27 | SDFE2018 | 047-00675 | Vestas Wind Systems A/S V 25-200 | Vestas.V27.225
570714700000000652 | 1988-06-14 | 200 | 25 | 30 | Vestas Wind Systems A/S | V 25-200 | 306 | Odsherred | LAND | Nr. Asmindrup By, Nr. Asmindrup | 2a | 664295.85 | 6197026.85 | SDFE2018 | 047-00675 | Vestas Wind Systems A/S V 25-200 | Vestas.V27.225
570714700000006029 | 1989-04-17 | 200 | 24 | 30 | Ukendt | Ukendt | 306 | Odsherred | LAND | Nakke By, Rørvig | 18a | 671087.27 | 6199349.33 | SDFE2018 | 40004315 | Ukendt Ukendt | 0
570715000000016622 | 1988-06-09 | 200 | 25 | 30 | Vestas Wind Systems A/S | V 25-200 | 791 | Viborg | LAND | Knud by, Tårup | 17k | 515524.23 | 6267115.7 | SDFE2018 | 2050109 | Vestas Wind Systems A/S V 25-200 | Vestas.V27.225
570715000000002786 | 1988-03-15 | 200 | 25 | 30 | Vestas Wind Systems A/S | V 25-200 | 813 | Frederikshavn | LAND | Den nordøstlige Del, Understed | 30a | 589363.45 | 6361021.03 | SDFE2018 | 0606-0010 | Vestas Wind Systems A/S V 25-200 | Vestas.V27.225
570715000000000133 | 1988-04-08 | 200 | 25 | 30 | Vestas Wind Systems A/S | V 25-200 | 849 | Jammerbugt | LAND | Røgild by | 4a | 539259.74 | 6331029.41 | SDFE2018 | 2372012 | Vestas Wind Systems A/S V 25-200 | Vestas.V27.225
570715000000004384 | 1993-12-23 | 200 | 26 | 30 | Wincon | W 200 | 849 | Jammerbugt | LAND | Ingstrup By, Ingstrup | 8h | 544875.13 | 6354085.98 | SDFE2018 | 41 | Wincon W 200 | Nordex.N29.250
570715000000004391 | 1993-12-23 | 200 | 26 | 30 | Wincon | W 200 | 849 | Jammerbugt | LAND | Ingstrup By, Ingstrup | 8h | 544819.54 | 6354162.77 | SDFE2018 | 41 | Wincon W 200 | Nordex.N29.250
570715000000004407 | 1993-12-23 | 200 | 26 | 30 | Wincon | W 200 | 849 | Jammerbugt | LAND | Klitterne, Ingstrup | 13a | 544779.31 | 6354246.24 | SDFE2018 | 41 | Wincon W 200 | Nordex.N29.250
570715000000004421 | 1994-07-07 | 200 | 26 | 30 | Wincon | W 200 | 849 | Jammerbugt | LAND | Klitterne, Ingstrup | 13a | 544747.26 | 6354335.64 | SDFE2018 | 44 | Wincon W 200 | Nordex.N29.250
570715000000004438 | 1994-07-07 | 200 | 26 | 30 | Wincon | W 200 | 849 | Jammerbugt | LAND | Klitterne, Ingstrup | 5c | 544714.05 | 6354424.89 | SDFE2018 | 44 | Wincon W 200 | Nordex.N29.250
570715000000004445 | 1994-08-25 | 200 | 26 | 30 | Wincon | W 200 | 849 | Jammerbugt | LAND | Klitterne, Ingstrup | 5c | 544681.56 | 6354513.69 | SDFE2018 | 23102745 | Wincon W 200 | Nordex.N29.250
570715000000011979 | 1988-05-14 | 200 | 25.4 | 30 | Wincon | M 213 | 851 | Ålborg | LAND | V. Hassing, V, Hassing | 33c | 565233.37 | 6324722.37 | SDFE2018 | 70018-01 | Wincon M 213 | 0
570715000000012471 | 1991-12-20 | 200 | 26 | 30 | Wincon | W 200/26 | 851 | Ålborg | LAND | Voerbjerg | 3b | 560531.36 | 6327835.99 | SDFE2018 | 70088 | Wincon W 200/26 | Bonus.B23.150
570715000000012488 | 1991-12-20 | 200 | 26 | 30 | Wincon | W 200/26 | 851 | Ålborg | LAND | Voerbjerg | 3b | 560481.5 | 6327779.94 | SDFE2018 | 70089 | Wincon W 200/26 | Bonus.B23.150
570715000000002793 | 1988-08-02 | 200 | 25 | 30 | Vestas Wind Systems A/S | V 25-200 | 860 | Hjørring | LAND | Horne By, Hirtshals | 124apa | 556805.95 | 6382555.99 | SDFE2018 | 0607-0010 | Vestas Wind Systems A/S V 25-200 | Vestas.V27.225
570715000000003202 | 1990-11-26 | 200 | 26 | 29 | Wincon | W 200/26 | 860 | Hjørring | LAND | Lengsholm Hgd., Lendum | 1bp | 578248.84 | 6362457.95 | SDFE2018 | 1005-1157 | Wincon W 200/26 | Bonus.B23.150
570715000000004124 | 1989-04-27 | 200 | 25 | 30 | Vestas Wind Systems A/S | V 25-200 | 860 | Hjørring | LAND | Vrensted by, Vrensted | 17l | 546986.49 | 6352573.49 | SDFE2018 | 23102815 | Vestas Wind Systems A/S V 25-200 | Vestas.V27.225
570714700000006333 | 1989-05-03 | 180 | 23 | 30 | Danwin | d3 | 330 | Slagelse | LAND | Hyllerup, Slagelse J. | 4a | 646028.84 | 6142112.97 | SDFE2018 | 40101943 | Danwin d3 | 0
570714700000008092 | 1988-08-23 | 180 | 23 | 30 | Danwin | DW 23 C 180/40 | 330 | Slagelse | LAND | Kirkerup | 6a | 657432.9 | 6137208.81 | SDFE2018 | 164235 | Danwin DW 23 C 180/40 | 0
570714700000008214 | 1988-10-27 | 180 | 23.2 | 30 | Danwin | DW 23 F | 390 | Vordingborg | LAND | Stavreby By, Jungshoved | 6a | 701266.27 | 6108165.79 | SDFE2018 | 165124 | Danwin DW 23 F | 0
570714700000008221 | 1988-10-27 | 180 | 23.2 | 30 | Danwin | DW 23 F | 390 | Vordingborg | LAND | Stavreby By, Jungshoved | 6a | 701189.46 | 6108234.79 | SDFE2018 | 165124 | Danwin DW 23 F | 0
570715000000045219 | 1989-01-13 | 180 | 23.2 | 30 | Wind World | WW 2320-180 | 510 | Haderslev | LAND | Melkær | 107 | 503666.62 | 6121491.01 | SDFE2018 | 21347 | Wind World WW 2320-180 | Wind.World.W4200
570715000000045257 | 1989-06-21 | 180 | 23.2 | 30 | Wind World | WW 2320-180 | 510 | Haderslev | LAND | Melkær | 107 | 503652.63 | 6121605.93 | SDFE2018 | 21453 | Wind World WW 2320-180 | Wind.World.W4200
570715000000045202 | 1988-12-21 | 180 | 23.2 | 30 | Wind World | WW 2320-180 | 550 | Tønder | LAND | Åbøl | 136 | 504689.13 | 6121416.55 | SDFE2018 | 21345 | Wind World WW 2320-180 | Wind.World.W4200
570715000000045264 | 1989-09-14 | 180 | 23.2 | 30 | Wind World | WW 2320-180 | 550 | Tønder | LAND | Åbøl | 136 | 504732.38 | 6121329.5 | SDFE2018 | 21455 | Wind World WW 2320-180 | Wind.World.W4200
570715000000046971 | 1988-02-01 | 180 | 23.2 | 30 | Danwin | DW 23-180 | 550 | Tønder | LAND | Randerup | 115 | 484025.91 | 6106207.23 | SDFE2018 | 66928 | Danwin DW 23-180 | 0
570714700000004469 | 1989-01-20 | 180 | 23.2 | 30 | Ukendt | Ukendt | 253 | Greve | LAND | Karlslunde | 19a | 701442.96 | 6163407.08 | SDFE2018 | 28-20822 | Ukendt Ukendt | 0
570714700000004476 | 1989-01-20 | 180 | 23.2 | 30 | Ukendt | Ukendt | 253 | Greve | LAND | Karlslunde | 19a | 701470.72 | 6163554.46 | SDFE2018 | 28-20823 | Ukendt Ukendt | 0
570714700000006296 | 1988-10-31 | 180 | 25 | 30 | Ukendt | Ukendt | 306 | Odsherred | LAND | Sidinge By, Vig | 3d | 666125.74 | 6190711.85 | SDFE2018 | 40132526 | Ukendt Ukendt | 0
570715000000012709 | 1988-03-01 | 180 | 23.2 | 30 | Ukendt | Ukendt | 825 | Læsø | LAND | Vesterø | 113bl | 614432.37 | 6348332.43 | SDFE2018 | 70070-01 | Ukendt Ukendt | 0
570715000000016868 | 1989-11-23 | 175 | 25 | 30 | Vestas Wind Systems A/S | V 27-225 | 779 | Skive | LAND | Grinderslev | 1az | 504687.19 | 6280758.82 | SDFE2018 | 2050133 | Vestas Wind Systems A/S V 27-225 | Vestas.V27.225
570715000000017315 | 1992-02-20 | 175 | 27 | 31.5 | Vestas Wind Systems A/S | V 27-225 | 779 | Skive | LAND | Roslev | 1an | 500335.89 | 6284352.21 | SDFE2018 | 2050180 | Vestas Wind Systems A/S V 27-225 | Vestas.V27.225
570715000000017483 | 1992-06-23 | 175 | 27 | 31.5 | Vestas Wind Systems A/S | V 27-225 | 779 | Skive | LAND | Junget | 1az | 506273.01 | 6291522.19 | SDFE2018 | 2050198 | Vestas Wind Systems A/S V 27-225 | Vestas.V27.225
570715000000008375 | 1989-06-21 | 175 | 22.2 | 30.7 | DWP | D 175 S | 846 | Mariagerfjord | LAND | Staverslund Gde. | 1d | 554634.6 | 6280391.35 | SDFE2018 | 202 | DWP D 175 S | 0
570715000000000188 | 1988-04-06 | 175 | 23.5 | 29 | DWP | D 150 | 849 | Jammerbugt | LAND | Hvolgård | 13a | 537196.63 | 6323568.92 | SDFE2018 | 382/88016-1 | DWP D 150 | 0
570715000000000195 | 1988-04-06 | 175 | 23.5 | 29 | DWP | D 150 | 849 | Jammerbugt | LAND | Hvolgård | 13a | 537281.17 | 6323476.87 | SDFE2018 | 382/88016-2 | DWP D 150 | 0
570714700000005640 | 1989-12-21 | 160 | 23 | 30 | Wind World | W 2320 | 330 | Slagelse | LAND | Forlev By, Vemmelev | 7c | 642373.68 | 6139971.77 | SDFE2018 | 401-71276 | Wind World W 2320 | Wind.World.W4200
570715000000045196 | 1987-12-28 | 160 | 23.2 | 30 | Wind World | WW 2320-160 | 510 | Haderslev | LAND | Skibelund | 160 | 504848.81 | 6121853.76 | SDFE2018 | 21074 | Wind World WW 2320-160 | Wind.World.W4200
570715000000046056 | 1989-06-06 | 160 | 23.6 | 30.6 | DWP | 175 | 550 | Tønder | LAND | Randerup | 201 | 484109.78 | 6106135.88 | SDFE2018 | 30535 | DWP 175 | 0
570715000000022531 | 1991-04-11 | 160 | 24.6 | 32.7 | Ukendt | Ukendt | 707 | Norddjurs | LAND | Hammelev by, Grenå Jorder | 22b | 616984.31 | 6255887.56 | SDFE2018 | 258623 | Ukendt Ukendt | 0
570715000000012198 | 1989-05-12 | 160 | 23 | 30 | Wind World | W 2320-160 | 810 | Brønderslev | LAND | Dronninglund Enge, Dronninglund | 32ad | 577082.08 | 6330491.8 | SDFE2018 | 70038-01 | Wind World W 2320-160 | Wind.World.W4200
570714700000005732 | 1988-03-29 | 150 | 24 | 30 | Ukendt | Ukendt | 316 | Holbæk | LAND | Hørby By, Hørby | 7c | 669559.36 | 6181018.78 | SDFE2018 | 40055645 | Ukendt Ukendt | 0
570714700000005749 | 1989-11-17 | 150 | 24 | 30 | Ukendt | Ukendt | 316 | Holbæk | LAND | Kastrup By, Hørby | 3 | 667357.52 | 6184191.45 | SDFE2018 | 40055693 | Ukendt Ukendt | 0
570714700000005756 | 1988-03-30 | 150 | 21.8 | 26 | Ukendt | Ukendt | 316 | Holbæk | LAND | Hørby By, Hørby | 7a | 669399.5 | 6180971.94 | SDFE2018 | 40055767 | Ukendt Ukendt | 0
570714700000006258 | 1993-04-30 | 150 | 24.6 | 32.5 | NKT | 150 XLR | 316 | Holbæk | LAND | Ugerløse By, Ugerløse | 5a | 668333.14 | 6163177.44 | SDFE2018 | 40108911 | NKT 150 XLR | Nordtank.NTK500
570714700000008627 | 1989-03-01 | 150 | 23 | 30 | BONUS | 150/30 kW | 320 | Faxe | LAND | Roholte | 1a | 698346.71 | 6120368.32 | SDFE2018 | 171909 | BONUS 150/30 kW | Bonus.B23.150
570714700000005817 | 1999-07-06 | 150 | 22 | 31 | NEG Micon | W 2800 150 | 326 | Kalundborg | LAND | Dalby By, Kirke Helsinge | 3c | 636192.28 | 6153813.27 | SDFE2018 | 60066601 | NEG Micon W 2800 150 | NEG.Micon.M1500.500
570714700000006067 | 1988-01-08 | 150 | 24 | 30.2 | Norwin | 3 bladet stallreguleret | 326 | Kalundborg | LAND | Svallerup By, Svallerup | 18c | 634855.5 | 6164520.01 | SDFE2018 | 40015010 | Norwin 3 bladet stallreguleret | 0
570714700000012624 | 1999-11-10 | 150 | 24.6 | 32.5 | Ukendt | Ukendt | 330 | Slagelse | LAND | Vemmelev By, Vemmelev | 17a | 642983.38 | 6136566.74 | SDFE2018 | 40067404 | Ukendt Ukendt | 0
570714700000008764 | 1990-02-19 | 150 | 28 | 31 | Wind World | W 2700-150 | 336 | Stevns | LAND | Store Heddinge | 5a | 717619.48 | 6134362.82 | SDFE2018 | 174068 | Wind World W 2700-150 | Wind.World.W4200
570714700000004810 | 1990-12-21 | 150 | 24.6 | 32.5 | Ukendt | Ukendt | 350 | Lejre | LAND | Trællerup By, Herslev | 4t | 686395.41 | 6172016.98 | SDFE2018 | 45-7244 | Ukendt Ukendt | 0
570714700000004032 | 1990-10-08 | 150 | 27 | 30 | Nordex | N 150 | 360 | Lolland | LAND | Pilet By, Olstrup | 7a m.fl | 657607.57 | 6058306.4 | SDFE2018 | 2061088 | Nordex N 150 | Nordex.N27.150
570714700000004049 | 1992-05-13 | 150 | 24.6 | 32.5 | Ukendt | Ukendt | 360 | Lolland | LAND | Nebbelunde By, Nebbelunde | 10a | 652540.01 | 6064699.56 | SDFE2018 | 2059226 | Ukendt Ukendt | 0
570714700000008429 | 1989-04-11 | 150 | 22.3 | 30 | Wind World | W 2320-150 | 360 | Lolland | LAND | Østerby, Fejø | 27b | 656463.31 | 6093551.03 | SDFE2018 | 166219 | Wind World W 2320-150 | Wind.World.W4200
570714700000009068 | 1991-01-24 | 150 | 23.8 | 30 | BONUS | 150/30 - MK ll | 360 | Lolland | LAND | Arninge | 4d | 640988.84 | 6073165.35 | SDFE2018 | 175981 | BONUS 150/30 - MK ll | Bonus.B23.150
570714700000009228 | 1991-08-12 | 150 | 27 | 31 | Wind World | ID 178 - W 2800 | 360 | Lolland | LAND | Haveløkke By, Østofte | 5a | 656177.78 | 6077619.54 | SDFE2018 | 177273 | Wind World ID 178 - W 2800 | Wind.World.W4200
570714700000009549 | 1993-09-27 | 150 | 23.8 | 30 | BONUS | 150 - MK lll | 360 | Lolland | LAND | Arninge | 1a | 636891.92 | 6074637.04 | SDFE2018 | 180719 | BONUS 150 - MK lll | Bonus.B23.150
570714700000007927 | 1988-03-18 | 150 | 22 | 31 | Vindsyssel | VS 150 DK 22 | 370 | Næstved | LAND | Glumsø | 6a | 670972.4 | 6139404.26 | SDFE2018 | 163470 | Vindsyssel VS 150 DK 22 | 0
570714700000008146 | 1988-08-30 | 150 | 23 | 24 | BONUS | 150 kW - 239 | 370 | Næstved | LAND | Snesere | 14e | 687156.83 | 6116158.14 | SDFE2018 | 164610 | BONUS 150 kW - 239 | Bonus.B23.150
570714700000009952 | 1996-03-08 | 150 | 24.6 | 32.5 | Ukendt | Ukendt | 370 | Næstved | LAND | Hyllinge By Og Sogn | 7bg | 665694.24 | 6125620.62 | SDFE2018 | 183341 | Ukendt Ukendt | 0
570714700000004315 | 1999-03-01 | 150 | 24.6 | 32.5 | Ukendt | Ukendt | 376 | Guldborgsund | LAND | Våbensted | 11a | 667655.94 | 6075977.29 | SDFE2018 | 2000647 | Ukendt Ukendt | 0
570714700000007736 | 1989-11-24 | 150 | 23 | 24.5 | BONUS | 150 - MK l | 376 | Guldborgsund | LAND | Gedesby By Og Sogn | 37b | 688136.04 | 6055221.31 | SDFE2018 | 173833 | BONUS 150 - MK l | Bonus.B23.150
570714700000007873 | 1988-05-27 | 150 | 23 | 24.5 | BONUS | 150 - MK l | 376 | Guldborgsund | LAND | Skelby By, Skelby | 36b | 687893.21 | 6055579.94 | SDFE2018 | 163251 | BONUS 150 - MK l | Bonus.B23.150
570714700000007897 | 1988-04-12 | 150 | 23 | 24 | BONUS | 150/30 kW | 376 | Guldborgsund | LAND | Hjelm By, Majbølle | 11a | 677648.42 | 6078314.19 | SDFE2018 | 163441 | BONUS 150/30 kW | Bonus.B23.150
570714700000007934 | 1988-05-20 | 150 | 23 | 24.5 | BONUS | 150 kW | 376 | Guldborgsund | LAND | Riserup, Nørre Vedby | 5a1a | 681752.78 | 6087501.98 | SDFE2018 | 163482 | BONUS 150 kW | Bonus.B23.150
570714700000008245 | 1988-12-01 | 150 | 23 | 24.5 | BONUS | 150 - MK l | 376 | Guldborgsund | LAND | Gedesby | 8a | 688234.15 | 6055062.87 | SDFE2018 | 165185 | BONUS 150 - MK l | Bonus.B23.150
570714700000008276 | 1988-12-22 | 150 | 24 | 30 | Danwin | DW 52-521-10 | 376 | Guldborgsund | LAND | Hasselø By, Væggerløse | 3a | 686649.08 | 6068222.78 | SDFE2018 | 165254 | Danwin DW 52-521-10 | 0
570714700000008689 | 1987-11-18 | 150 | 23 | 24.5 | BONUS | 150 - MK l | 376 | Guldborgsund | LAND | Gedesby By Og Sogn | 8a | 688052.48 | 6055353.96 | SDFE2018 | 162495 | BONUS 150 - MK l | Bonus.B23.150
570714700000008917 | 1990-08-03 | 150 | 28 | 31 | Wind World | W 2800-150 | 376 | Guldborgsund | LAND | Øster Ulslev By, Ø.Ulslev | 12a | 668758.66 | 6063882.34 | SDFE2018 | 175121 | Wind World W 2800-150 | Wind.World.W4200
570714700000008955 | 1990-10-10 | 150 | 23 | 30 | BONUS | 150/30 kW | 376 | Guldborgsund | LAND | Nørre Alslev | 12a | 683756.11 | 6090574.74 | SDFE2018 | 175364 | BONUS 150/30 kW | Bonus.B23.150
570714700000009020 | 1990-11-22 | 150 | 28 | 31 | Wind World | W 2800-150 | 376 | Guldborgsund | LAND | Vester-Ulslev | 13e | 666585.42 | 6062711.91 | SDFE2018 | 175665 | Wind World W 2800-150 | Wind.World.W4200
570714700000009150 | 1991-04-25 | 150 | 28 | 30 | Wind World | W 2800-150 | 376 | Guldborgsund | LAND | Skelby F | 2a | 686493.01 | 6058200.31 | SDFE2018 | 176367 | Wind World W 2800-150 | Wind.World.W4200
570714700000009396 | 1992-04-14 | 150 | 27 | 32 | Wind World | W 2700-150 | 376 | Guldborgsund | LAND | LågerupBregninge | 3a | 674097.42 | 6064626.92 | SDFE2018 | 178677 | Wind World W 2700-150 | Wind.World.W4200
570714700000009877 | 1995-08-07 | 150 | 23.8 | 30 | BONUS | 150 - MK lll | 376 | Guldborgsund | LAND | Idestrup | 6a | 692503.45 | 6068468.58 | SDFE2018 | 182894 | BONUS 150 - MK lll | Bonus.B23.150
570714700000013706 | 1986-01-01 | 150 | 23 | 24.5 | Danregn Vindkraft | B-100-1 REV.4 | 376 | Guldborgsund | LAND | Sakskøbing Markjorde | 00225a | 668332.16 | 6075994.22 | SDFE2018 | 2000645 | Danregn Vindkraft B-100-1 REV.4 | 0
570714700000002021 | 1992-07-01 | 150 | 24.6 | 32.5 | Ukendt | Ukendt | 390 | Vordingborg | LAND | Uoplyst | 11e | 701408.77 | 6095294.25 | SDFE2018 | Ukendt | Ukendt Ukendt | 0
570714700000002038 | 1992-07-01 | 150 | 24.6 | 32.5 | Ukendt | Ukendt | 390 | Vordingborg | LAND | Uoplyst | 11e | 701395.15 | 6095225.45 | SDFE2018 | Ukendt | Ukendt Ukendt | 0
570714700000007651 | 1987-09-04 | 150 | 23 | 24.5 | BONUS | 150/30 kW | 390 | Vordingborg | LAND | Endegårde, Skibinge | 4c | 695799.22 | 6110960.31 | SDFE2018 | 160435 | BONUS 150/30 kW | Bonus.B23.150
570714700000008016 | 1988-07-21 | 150 | 23 | 24.5 | BONUS | 150/30 kW | 390 | Vordingborg | LAND | Allerslev | 16b | 695733.12 | 6108453.96 | SDFE2018 | 164163 | BONUS 150/30 kW | Bonus.B23.150
570714700000009426 | 1992-07-21 | 150 | 24.6 | 32.7 | Ukendt | Ukendt | 390 | Vordingborg | LAND | Sprove | 11a | 701381.83 | 6095156.75 | SDFE2018 | 179333 | Ukendt Ukendt | 0
570715000000053214 | 1992-03-03 | 150 | 23.8 | 30 | BONUS | 150 - MK lll | 410 | Middelfart | LAND | Billesbølle Hdg, Fjelsted | 1æ | 566518.8 | 6143348.17 | SDFE2018 | 99052 | BONUS 150 - MK lll | Bonus.B23.150
570715000000055348 | 1990-10-18 | 150 | 24.6 | 30 | NEG Micon | NM 150 XLR | 430 | Faaborg-Midtfyn | LAND | Bøjden by | 12a | 569117.75 | 6104381.13 | SDFE2018 | 12930 | NEG Micon NM 150 XLR | NEG.Micon.M1500.500
570715000000053313 | 1993-10-01 | 150 | 23.8 | 30 | Ukendt | Ukendt | 450 | Nyborg | LAND | Frørup By, Frørup | 33d | 609801.08 | 6122873.72 | SDFE2018 | 99058 | Ukendt Ukendt | 0
570715000000053320 | 1993-10-01 | 150 | 23.8 | 30 | Ukendt | Ukendt | 450 | Nyborg | LAND | Frørup By, Frørup | 33d | 609778.99 | 6122966.57 | SDFE2018 | 99058 | Ukendt Ukendt | 0
570715000000050770 | 1989-09-28 | 150 | 23.8 | 30 | BONUS | 150 kW | 510 | Haderslev | LAND | Halk | 6 | 540473.55 | 6115477.78 | SDFE2018 | 200261 | BONUS 150 kW | Bonus.B23.150
570715000000050886 | 1990-08-23 | 150 | 24.6 | 32 | Ukendt | Ukendt | 510 | Haderslev | LAND | Hoptrup | 369 | 529388.34 | 6113019.59 | SDFE2018 | 200269 | Ukendt Ukendt | 0
570715000000045325 | 1991-08-28 | 150 | 0.1 | 0.1 | Ukendt | Ukendt | 550 | Tønder | LAND | Bovlund | 17 | 506140.77 | 6106836.25 | SDFE2018 | 21859 | Ukendt Ukendt | 0
570715000000045332 | 1991-08-28 | 150 | 0.1 | 0.1 | Ukendt | Ukendt | 550 | Tønder | LAND | Bovlund | 17 | 506120.53 | 6106653.2 | SDFE2018 | 21860 | Ukendt Ukendt | 0
570715000000046117 | 1990-06-08 | 150 | 24.6 | 32.5 | Ukendt | Ukendt | 550 | Tønder | LAND | Havervad | 88 | 480281.35 | 6117519.33 | SDFE2018 | 30736 | Ukendt Ukendt | 0
570715000000046124 | 1990-06-08 | 150 | 24.6 | 32.5 | Ukendt | Ukendt | 550 | Tønder | LAND | Havervad | 88 | 480192.1 | 6117607.31 | SDFE2018 | 30737 | Ukendt Ukendt | 0
570715000000046131 | 1990-08-29 | 150 | 27 | 31 | Wind World | WW 2700-150 | 550 | Tønder | LAND | Daler | 40 | 484244.76 | 6092126.76 | SDFE2018 | 30791 | Wind World WW 2700-150 | Wind.World.W4200
570715000000046148 | 1991-02-28 | 150 | 24.6 | 32 | Ukendt | Ukendt | 550 | Tønder | LAND | Skærbæk | 58 | 486510.88 | 6111432.29 | SDFE2018 | 30962 | Ukendt Ukendt | 0
570715000000047107 | 1991-03-25 | 150 | 24.6 | 32.5 | Ukendt | Ukendt | 550 | Tønder | LAND | Rejsby | 741 | 480739.59 | 6120004.74 | SDFE2018 | 77695 | Ukendt Ukendt | 0
570715000000047114 | 1991-03-25 | 150 | 24.6 | 32.5 | Ukendt | Ukendt | 550 | Tønder | LAND | Rejsby | 741 | 480727.93 | 6120117.07 | SDFE2018 | 77696 | Ukendt Ukendt | 0
570715000000047787 | 1999-02-23 | 150 | 24.6 | 32.5 | Ukendt | Ukendt | 550 | Tønder | LAND | Rejsby | 28 | 480751.02 | 6119892.44 | SDFE2018 | 90459 | Ukendt Ukendt | 0
570715000000046186 | 1991-06-10 | 150 | 23 | 30 | BONUS | 150 - MK lll | 561 | Esbjerg | LAND | Villebøl | 3a | 492993.41 | 6139188.37 | SDFE2018 | 31015 | BONUS 150 - MK lll | Bonus.B23.150
570715000000033773 | 1992-01-13 | 150 | 0.1 | 0.1 | Ukendt | Ukendt | 573 | Varde | LAND | Kærup By | 6d | 460004.05 | 6168000.62 | Stamdata | 57070 | Ukendt Ukendt | 0
570715000000033780 | 1992-01-13 | 150 | 0.1 | 0.1 | Ukendt | Ukendt | 573 | Varde | LAND | Kærup By | 6d | 459982.81 | 6167843.63 | Stamdata | 57070 | Ukendt Ukendt | 0
570715000000033797 | 1992-01-13 | 150 | 0.1 | 0.1 | Ukendt | Ukendt | 573 | Varde | LAND | Kærup By | 6d | 459961.72 | 6167687.36 | Stamdata | 57070 | Ukendt Ukendt | 0
570715000000033872 | 1992-01-13 | 150 | 24 | 30 | BONUS | 150 - MK lll | 573 | Varde | LAND | Varde markjorder | 103b | 460045.57 | 6168314.37 | SDFE2018 | 57257 | BONUS 150 - MK lll | Bonus.B23.150
570715000000033889 | 1992-01-13 | 150 | 24 | 30 | BONUS | 150 - MK lll | 573 | Varde | LAND | Varde markjorder | 103b | 460024.39 | 6168158.33 | SDFE2018 | 57257 | BONUS 150 - MK lll | Bonus.B23.150
570715000000033940 | 1995-12-20 | 150 | 0.1 | 0.1 | Ukendt | Ukendt | 575 | Vejen | LAND | Nr Holsted By | 5b | 493450.11 | 6153658.69 | SDFE2018 | 59672 | Ukendt Ukendt | 0
570715000000045301 | 1991-01-28 | 150 | 40 | 30 | BONUS | 150/30 - MK ll | 575 | Vejen | LAND | Mojbøl | 25 | 510219.52 | 6132113.59 | Stamdata | 21759 | BONUS 150/30 - MK ll | Bonus.B23.150
570715000000046018 | 1989-07-06 | 150 | 27 | 30 | Nordex | N 27/150 | 580 | Aabenraa | LAND | Burkal | 17 | 502765.47 | 6085011.5 | SDFE2018 | 30492 | Nordex N 27/150 | Nordex.N27.150
570715000000050190 | 1991-07-02 | 150 | 27 | 40 | Nordex | N 27 | 580 | Aabenraa | LAND | Vilsbæk ejerlav | 16 | 524084.93 | 6085182.88 | SDFE2018 | 200219 | Nordex N 27 | Nordex.N27.150
570715000000026300 | 1988-03-07 | 150 | 23 | 24 | BONUS | 150 kW | 615 | Horsens | LAND | ENNER BY, TAMDRUP | 7e | 543966.18 | 6196828.7 | SDFE2018 | 1030009 | BONUS 150 kW | Bonus.B23.150
570715000000024757 | 1990-02-26 | 150 | 27 | 31.8 | Nordex | N 27/150 | 621 | Kolding | LAND | Vrå by, Lejrskov | 1d | 522728.63 | 6153798.28 | SDFE2018 | 238222 | Nordex N 27/150 | Nordex.N27.150
570715000000024801 | 1991-05-16 | 150 | 33.4 | 30 | BONUS | 150 - MK lll | 621 | Kolding | LAND | Hejls by | 5a | 538232.03 | 6137381.47 | SDFE2018 | 38592 | BONUS 150 - MK lll | Bonus.B23.150
570715000000024856 | 1991-09-20 | 150 | 24.6 | 32.5 | Ukendt | Ukendt | 621 | Kolding | LAND | Skartved by | 2a | 533428.29 | 6145313.54 | SDFE2018 | 38672 | Ukendt Ukendt | 0
570715000000024863 | 1991-09-20 | 150 | 24.6 | 32.5 | Ukendt | Ukendt | 621 | Kolding | LAND | Skartved by | 2a | 533411.6 | 6145190 | SDFE2018 | 38672 | Ukendt Ukendt | 0
570715000000024870 | 1991-09-20 | 150 | 24.6 | 32.5 | Ukendt | Ukendt | 621 | Kolding | LAND | Skartved by | 2a | 533417.79 | 6145065.79 | SDFE2018 | 38672 | Ukendt Ukendt | 0
570715000000024894 | 1993-04-28 | 150 | 23.8 | 30 | BONUS | 150 - MK lll | 621 | Kolding | LAND | Ejstrup Harte by | 7e | 524546.43 | 6151280.63 | SDFE2018 | 39054 | BONUS 150 - MK lll | Bonus.B23.150
570715000000024900 | 1993-04-28 | 150 | 23.8 | 30 | BONUS | 150 - MK lll | 621 | Kolding | LAND | Ejstrup Harte by | 7e | 524541.41 | 6151173.33 | SDFE2018 | 39054 | BONUS 150 - MK lll | Bonus.B23.150
570715000000025358 | 1988-03-22 | 150 | 27 | 30 | Nordex | N 200 | 630 | Vejle | LAND | Knude Huse | 1c | 524773.79 | 6189019.75 | SDFE2018 | 16007 | Nordex N 200 | Nordex.N27.150
570715000000025433 | 1992-10-23 | 150 | 24 | 30 | BONUS | MK ll | 630 | Vejle | LAND | Rørbæk Hgd. | 8a | 521630.24 | 6196814.4 | SDFE2018 | 16016 | BONUS MK ll | Bonus.B54.1000
570715000000027079 | 1997-12-29 | 150 | 27 | 40 | Nordex | N 27/150 | 630 | Vejle | LAND | Sødover | 9a | 520134.07 | 6177781.82 | SDFE2018 | 60-185 | Nordex N 27/150 | Nordex.N27.150
570715000000044335 | 1992-01-30 | 150 | 28 | 31 | Wind World | W 2700-150 | 657 | Herning | LAND | Snejbjerg By, Haunstrup | 30c | 488302.47 | 6221789.47 | SDFE2018 | 7141218 | Wind World W 2700-150 | Wind.World.W4200
570715000000044342 | 1992-01-30 | 150 | 28 | 31 | Wind World | W 2700-150 | 657 | Herning | LAND | Snejbjerg By, Haunstrup | 30c | 488409.86 | 6221886.88 | SDFE2018 | 7141218 | Wind World W 2700-150 | Wind.World.W4200
570715000000044359 | 1992-01-30 | 150 | 28 | 31 | Wind World | W 2700-150 | 657 | Herning | LAND | Snejbjerg By, Haunstrup | 30c | 488517.25 | 6221984.12 | SDFE2018 | 7141218 | Wind World W 2700-150 | Wind.World.W4200
570715000000036750 | 1990-09-15 | 150 | 23 | 24.5 | BONUS | 150/30 kW | 665 | Lemvig | LAND | Den sydlige Del, Harboør | 47d | 449171.32 | 6273883.26 | SDFE2018 | 40050051 | BONUS 150/30 kW | Bonus.B23.150
570715000000030550 | 1991-09-15 | 150 | 23 | 30 | BONUS | 150/30 kW | 671 | Struer | LAND | Barslev by | 18a | 469838.5 | 6277828.37 | SDFE2018 | 160064 | BONUS 150/30 kW | Bonus.B23.150
570715000000030772 | 1992-06-15 | 150 | 23 | 30 | BONUS | 150 - MK ll | 671 | Struer | LAND | Hellerød by | 8a | 473864.73 | 6276335.55 | SDFE2018 | 160114 | BONUS 150 - MK ll | Bonus.B23.150
570715000000022548 | 1991-06-03 | 150 | 24.6 | 32.5 | Ukendt | Ukendt | 706 | Syddjurs | LAND | Knebel by, Knebel | 17c | 591877.1 | 6231519.21 | SDFE2018 | 258625 | Ukendt Ukendt | 0
570715000000022586 | 1991-10-22 | 150 | 24.6 | 32 | Ukendt | Ukendt | 706 | Syddjurs | LAND | Boeslum by, Dråby | 2a | 606514.67 | 6229261.24 | SDFE2018 | 258618 | Ukendt Ukendt | 0
570715000000022593 | 1991-12-06 | 150 | 24.6 | 32.5 | Ukendt | Ukendt | 707 | Norddjurs | LAND | Albøge by, Albøge | 10a | 606024.96 | 6248163.44 | SDFE2018 | 258506 | Ukendt Ukendt | 0
570715000000022609 | 1992-10-21 | 150 | 24.6 | 32.5 | Ukendt | Ukendt | 707 | Norddjurs | LAND | Albøge by, Albøge | 10a | 605853.28 | 6248253.79 | SDFE2018 | 258504 | Ukendt Ukendt | 0
570715000000026416 | 1990-02-07 | 150 | 27 | 41.5 | Nordex | N 27/150 | 740 | Silkeborg | LAND | Velling by Bryrup | 5c | 533553.89 | 6209347.18 | SDFE2018 | 1030014 | Nordex N 27/150 | Nordex.N27.150
570715000000022500 | 1989-07-24 | 150 | 23 | 30 | BONUS | 150/30 kW | 741 | Samsø | LAND | Nordby by, Nordby | 12m | 597675.15 | 6203149.41 | SDFE2018 | 258620 | BONUS 150/30 kW | Bonus.B23.150
570715000000022555 | 1991-09-17 | 150 | 23.8 | 30 | BONUS | 150 - MK lll | 751 | Århus | LAND | Mejlby by, Mejlby | 6b | 574105.05 | 6240781.38 | SDFE2018 | 431895 | BONUS 150 - MK lll | Bonus.B23.150
570715000000022562 | 1991-09-17 | 150 | 23.8 | 30 | BONUS | 150 - MK lll | 751 | Århus | LAND | Mejlby by, Mejlby | 6b | 574155.57 | 6240878.88 | SDFE2018 | 431896 | BONUS 150 - MK lll | Bonus.B23.150
570715000000022579 | 1991-09-17 | 150 | 23.8 | 30 | BONUS | 150 - MK lll | 751 | Århus | LAND | Mejlby by, Mejlby | 6b | 574207.66 | 6240976.07 | SDFE2018 | 431897 | BONUS 150 - MK lll | Bonus.B23.150
570715000000014673 | 1990-01-13 | 150 | 28 | 30 | Wind World | W 2800-150 | 756 | Ikast-Brande | LAND | Ravnholt by | 1a | 515166.55 | 6221756.37 | SDFE2018 | 3055179 | Wind World W 2800-150 | Wind.World.W4200
570715000000014680 | 1990-01-13 | 150 | 28 | 30 | Wind World | W 2800-150 | 756 | Ikast-Brande | LAND | Ravnholt by | 1a | 515381.57 | 6221548.19 | SDFE2018 | 3055179 | Wind World W 2800-150 | Wind.World.W4200
570715000000014697 | 1990-01-13 | 150 | 28 | 30 | Wind World | W 2800-150 | 756 | Ikast-Brande | LAND | Ravnholt by | 1a | 515274.05 | 6221652.15 | SDFE2018 | 3055179 | Wind World W 2800-150 | Wind.World.W4200
570715000000025686 | 1991-06-27 | 150 | 27 | 40 | Nordex | N 150 | 756 | Ikast-Brande | LAND | Uhre by | 5r | 500583.2 | 6201124.69 | SDFE2018 | 16057 | Nordex N 150 | Nordex.N27.150
570715000000028922 | 1989-03-07 | 150 | 25 | 31 | Wind World | W 2500-150 | 756 | Ikast-Brande | LAND | Over Isen By | 3b | 514499.05 | 6216415.65 | SDFE2018 | 3 | Wind World W 2500-150 | Wind.World.W4200
570715000000028939 | 1990-03-05 | 150 | 25 | 30 | Wincon | W 2500/150 | 756 | Ikast-Brande | LAND | Over Isen By | 3b | 514367.65 | 6216528.24 | SDFE2018 | 4 | Wincon W 2500/150 | 0
570715000000028984 | 1991-04-18 | 150 | 28 | 41 | Wind World | WW 2800-150 | 756 | Ikast-Brande | LAND | Over Isen By | 3b | 515290.23 | 6216182.76 | SDFE2018 | 6 | Wind World WW 2800-150 | Wind.World.W4200
570715000000028991 | 1991-04-18 | 150 | 28 | 41 | Wind World | WW 2800-150 | 756 | Ikast-Brande | LAND | Over Isen By | 3b | 515431.35 | 6216137.29 | SDFE2018 | 6 | Wind World WW 2800-150 | Wind.World.W4200
570715000000029004 | 1991-04-18 | 150 | 28 | 41 | Wind World | WW 2800-150 | 756 | Ikast-Brande | LAND | Over Isen By | 3b | 515574.79 | 6216089.91 | SDFE2018 | 6 | Wind World WW 2800-150 | Wind.World.W4200
570715000000026447 | 1996-02-15 | 150 | 24.6 | 32.5 | Ukendt | Ukendt | 766 | Hedensted | LAND | V-Ørum Sandbjerg | 9a | 536027.31 | 6187150.79 | SDFE2018 | 1030024 | Ukendt Ukendt | 0
570715000000016707 | 1989-01-09 | 150 | 23 | 30 | BONUS | 150/30 kW | 779 | Skive | LAND | Torum | 1a | 502796.28 | 6289417.09 | SDFE2018 | 2050117 | BONUS 150/30 kW | Bonus.B23.150
570715000000016943 | 1990-06-27 | 150 | 24.6 | 32.7 | Ukendt | Ukendt | 779 | Skive | LAND | Floutrup by, Selde | 1a | 504270.33 | 6293716.5 | SDFE2018 | 2050142 | Ukendt Ukendt | 0
570715000000017070 | 1990-10-16 | 150 | 23 | 30 | BONUS | 150/30 kW | 779 | Skive | LAND | Fur | 42av | 500206.85 | 6295607.44 | SDFE2018 | 2050155 | BONUS 150/30 kW | Bonus.B23.150
570715000000017094 | 1990-12-17 | 150 | 24.6 | 32.7 | Ukendt | Ukendt | 779 | Skive | LAND | Sdr. Ørum By, Ørum | 13i | 513812.26 | 6269094.84 | SDFE2018 | 2050157 | Ukendt Ukendt | 0
570715000000017100 | 1990-12-17 | 150 | 24.6 | 32.7 | Ukendt | Ukendt | 779 | Skive | LAND | Sdr. Ørum By, Ørum | 13i | 513665 | 6269126.46 | SDFE2018 | 2050158 | Ukendt Ukendt | 0
570715000000017278 | 1992-01-20 | 150 | 24.6 | 32.7 | Ukendt | Ukendt | 779 | Skive | LAND | Kirkeby by, Kirkeby | 2a | 501412.96 | 6286885.17 | SDFE2018 | 2050175 | Ukendt Ukendt | 0
570715000000017414 | 1992-03-31 | 150 | 28 | 31 | Wind World | WW 2800-150 | 779 | Skive | LAND | Vium by, Hjerk | 2a | 498190.14 | 6280473.98 | SDFE2018 | 2050190 | Wind World WW 2800-150 | Wind.World.W4200
570715000000030307 | 1989-09-15 | 150 | 23.8 | 30 | BONUS | 150 - MK ll | 787 | Thisted | LAND | Villerup | 6c | 461771.11 | 6295270.6 | SDFE2018 | 160005 | BONUS 150 - MK ll | Bonus.B23.150
570715000000030505 | 1991-08-15 | 150 | 23 | 24.5 | BONUS | 150/30 kW | 787 | Thisted | LAND | Vestervig | 2b | 459572.88 | 6295494.27 | SDFE2018 | 160052 | BONUS 150/30 kW | Bonus.B23.150
570715000000030680 | 1991-12-15 | 150 | 23 | 30 | BONUS | 150/30 | 787 | Thisted | LAND | Vestervig | 37b | 459155.17 | 6293305.92 | SDFE2018 | 160096 | BONUS 150/30 | Bonus.B23.150
570715000000030727 | 1992-02-15 | 150 | 23.8 | 30 | BONUS | 150 - MK lll | 787 | Thisted | LAND | Vestervig | 1ah | 461076.94 | 6289507.94 | SDFE2018 | 160104 | BONUS 150 - MK lll | Bonus.B23.150
570715000000030734 | 1992-03-15 | 150 | 23 | 30 | BONUS | 150/30 | 787 | Thisted | LAND | Vestervig | 2a | 459278.05 | 6289218 | SDFE2018 | 160106 | BONUS 150/30 | Bonus.B23.150
570715000000030789 | 1992-06-15 | 150 | 28 | 31 | Wind World | W 2800-150 | 787 | Thisted | LAND | Torsted by | 9a | 475961.9 | 6313602.65 | SDFE2018 | 160116 | Wind World W 2800-150 | Wind.World.W4200
570715000000004308 | 1991-01-08 | 150 | 10 | 24.5 | Ukendt | Ukendt | 810 | Brønderslev | LAND | Allerup by, Hellevad | 4b | 571897.72 | 6344567.54 | SDFE2018 | 23102825 | Ukendt Ukendt | 0
570715000000012273 | 1989-11-29 | 150 | 23 | 30 | Ukendt | Ukendt | 810 | Brønderslev | LAND | Voer | 3a | 579708.83 | 6345794.49 | SDFE2018 | 70044-01 | Ukendt Ukendt | 0
570715000000012426 | 1991-04-10 | 150 | 23.2 | 30 | BONUS | 150 kW | 810 | Brønderslev | LAND | Sdr. Ørsø, Dronninglund | 110a | 580519.08 | 6335616.04 | SDFE2018 | 70053-01 | BONUS 150 kW | Bonus.B23.150
570715000000002984 | 1988-06-07 | 150 | 23.2 | 30.3 | Wind World | W 2320-160 | 813 | Frederikshavn | LAND | Gydeje, Torslev | 6e | 579896.7 | 6354299.19 | SDFE2018 | 0907-0295 | Wind World W 2320-160 | Wind.World.W4200
570715000000003073 | 1988-12-16 | 150 | 0.1 | 0.1 | Ukendt | Ukendt | 813 | Frederikshavn | LAND | Hørbylund Hgd., Hørby | 5a | 583097.68 | 6358714.79 | SDFE2018 | 0909-0292 | Ukendt Ukendt | 0
570715000000011818 | 1987-07-01 | 150 | 22.4 | 30 | Ukendt | Ukendt | 813 | Frederikshavn | LAND | St. Ørtoft, Volstrup | 6c | 588018.13 | 6350270.13 | SDFE2018 | 70004-01 | Ukendt Ukendt | 0
570715000000012501 | 1992-10-30 | 150 | 28 | 30 | Wind World | W 2800-150 | 813 | Frederikshavn | LAND | Den nordlige del, Skæve | 40a | 579684.92 | 6349147.95 | SDFE2018 | 70058-01 | Wind World W 2800-150 | Wind.World.W4200
570715000000013669 | 1989-11-01 | 150 | 25 | 30 | Wind World | W 2500-150 | 813 | Frederikshavn | LAND | Elling Hgd.,Elling | 1c | 588637.25 | 6370741.4 | SDFE2018 | 40014440 | Wind World W 2500-150 | Wind.World.W4200
570715000000008511 | 1989-12-19 | 150 | 24.6 | 32.7 | Ukendt | Ukendt | 820 | Vesthimmerlands | LAND | Engelstrup by | 7i | 518633.29 | 6307437.21 | SDFE2018 | 221 | Ukendt Ukendt | 0
570715000000008559 | 1990-03-22 | 150 | 28 | 30 | Wind World | W 2700 | 820 | Vesthimmerlands | LAND | Løgsted by | 1f | 515348.47 | 6310510.78 | SDFE2018 | 226 | Wind World W 2700 | Wind.World.W4200
570715000000008580 | 1990-05-01 | 150 | 23.2 | 31 | Wind World | W 2800 | 820 | Vesthimmerlands | LAND | Brøndum by | 8a | 521523.41 | 6313989.82 | SDFE2018 | 229 | Wind World W 2800 | Wind.World.W4200
570715000000008597 | 1990-05-08 | 150 | 28 | 30 | Wind World | W 2800 | 820 | Vesthimmerlands | LAND | Hyllestedgård | 1 | 515542.21 | 6308962.32 | SDFE2018 | 230 | Wind World W 2800 | Wind.World.W4200
570715000000008733 | 1990-11-28 | 150 | 25 | 33 | Ukendt | Ukendt | 820 | Vesthimmerlands | LAND | Engelstrup by | 6e | 518729.54 | 6307381.58 | SDFE2018 | 244 | Ukendt Ukendt | 0
570715000000008788 | 1990-12-20 | 150 | 28 | 30 | Wind World | W 2800-150 | 820 | Vesthimmerlands | LAND | Løgsted by | 24d | 516138.57 | 6309935.14 | SDFE2018 | 248 | Wind World W 2800-150 | Wind.World.W4200
570715000000008863 | 1991-01-28 | 150 | 27 | 30 | Ukendt | Ukendt | 820 | Vesthimmerlands | LAND | Sjøstrup by | 4a | 533267 | 6294046.69 | SDFE2018 | 254 | Ukendt Ukendt | 0
570715000000008887 | 1991-01-10 | 150 | 24 | 30 | BONUS | 150/30 - MK ll | 820 | Vesthimmerlands | LAND | Grårup by | 2a | 525979.82 | 6297793.81 | SDFE2018 | 255 | BONUS 150/30 - MK ll | Bonus.B23.150
570715000000008894 | 1991-03-08 | 150 | 27 | 30 | Micon | M 150-530 | 820 | Vesthimmerlands | LAND | Fandrup by | 3a | 517550.89 | 6290415.56 | SDFE2018 | 257 | Micon M 150-530 | NEG.Micon.M1500.500
570715000000008931 | 1991-03-08 | 150 | 24 | 30 | BONUS | 150/30 - MK ll | 820 | Vesthimmerlands | LAND | Nyrup by | 2o | 530244.55 | 6292176.67 | SDFE2018 | 261 | BONUS 150/30 - MK ll | Bonus.B23.150
570715000000009075 | 1991-12-06 | 150 | 27 | 30 | Wind World | W 2700-150 | 820 | Vesthimmerlands | LAND | Haldrup Gde. | 2b | 518724.45 | 6305667.47 | SDFE2018 | 272 | Wind World W 2700-150 | Wind.World.W4200
570715000000009105 | 1991-12-13 | 150 | 27 | 30 | Wind World | W 2800-150 | 820 | Vesthimmerlands | LAND | Vilsted Hede | 11 | 521227.48 | 6304295.05 | SDFE2018 | 275 | Wind World W 2800-150 | Wind.World.W4200
570715000000009181 | 1992-02-11 | 150 | 23.8 | 30 | BONUS | 150/30 - MK ll | 820 | Vesthimmerlands | LAND | Bjørnstrup by | 2g | 528261.98 | 6304374.01 | SDFE2018 | 282 | BONUS 150/30 - MK ll | Bonus.B23.150
570715000000008696 | 1990-09-12 | 150 | 25 | 33 | Ukendt | Ukendt | 840 | Rebild | LAND | Mastrup by | 1e | 549517.01 | 6303406.66 | SDFE2018 | 240 | Ukendt Ukendt | 0
570715000000009006 | 1991-06-27 | 150 | 24.6 | 32 | Ukendt | Ukendt | 840 | Rebild | LAND | St. Rørbæk by | 7b | 543716.44 | 6283088.54 | SDFE2018 | 267 | Ukendt Ukendt | 0
570715000000008962 | 1991-05-10 | 150 | 24.6 | 32 | Ukendt | Ukendt | 846 | Mariagerfjord | LAND | Kielstrup by | 7d | 555461.47 | 6283392.59 | SDFE2018 | 263 | Ukendt Ukendt | 0
570715000000008979 | 1991-05-10 | 150 | 24.6 | 32 | Ukendt | Ukendt | 846 | Mariagerfjord | LAND | Kielstrup by | 7d | 555500.08 | 6283298.59 | SDFE2018 | 263 | Ukendt Ukendt | 0
570715000000009396 | 1994-06-23 | 150 | 24.6 | 32 | Ukendt | Ukendt | 846 | Mariagerfjord | LAND | Rold by | 3l | 550323.97 | 6291189.3 | SDFE2018 | 304 | Ukendt Ukendt | 0
570715000000012099 | 1988-12-15 | 150 | 23 | 30 | BONUS | 20-150/30 | 849 | Jammerbugt | LAND | Nørhalne By, Biersted Sogn | 3n | 553569.32 | 6337385.38 | SDFE2018 | 70030-01 | BONUS 20-150/30 | Bonus.B23.150
570715000000012105 | 1988-12-15 | 150 | 23 | 30 | BONUS | 20-150/30 | 849 | Jammerbugt | LAND | Nørhalne By, Biersted Sogn | 3n | 553373.36 | 6337424.73 | SDFE2018 | 70030-02 | BONUS 20-150/30 | Bonus.B23.150
570715000000008917 | 1991-02-07 | 150 | 24 | 30 | BONUS | 150/30 - MK ll | 851 | Ålborg | LAND | Nøtten by | 1u | 556836.76 | 6310339.29 | SDFE2018 | 259 | BONUS 150/30 - MK ll | Bonus.B23.150
570715000000008924 | 1991-02-07 | 150 | 24 | 30 | BONUS | 150/30 - MK ll | 851 | Ålborg | LAND | Mjels by | 3v | 556839.31 | 6310229.02 | SDFE2018 | 259 | BONUS 150/30 - MK ll | Bonus.B23.150
570715000000008948 | 1991-03-15 | 150 | 24.6 | 32.7 | Ukendt | Ukendt | 851 | Ålborg | LAND | Ferslev by | 5c | 556195.66 | 6311303.06 | SDFE2018 | 262 | Ukendt Ukendt | 0
570715000000001895 | 1992-04-10 | 150 | 28 | 30.2 | Wind World | W 2800-150 | 860 | Hjørring | LAND | Jonstrup By, Skt. Hans | 1g | 556412.07 | 6370243.56 | SDFE2018 | 0101-1150 | Wind World W 2800-150 | Wind.World.W4200
570715000000001901 | 1992-04-10 | 150 | 28 | 30.2 | Wind World | W 2800-150 | 860 | Hjørring | LAND | Jonstrup By, Skt. Hans | 1a | 556318.74 | 6370289.44 | SDFE2018 | 0101-1152 | Wind World W 2800-150 | Wind.World.W4200
570715000000001994 | 1989-08-18 | 150 | 25 | 31 | Wind World | W 2500-150 | 860 | Hjørring | LAND | Gunderup By, Vrejlev | 6m | 559102.88 | 6359150.03 | SDFE2018 | 0106-0050 | Wind World W 2500-150 | Wind.World.W4200
570715000000002175 | 1991-01-18 | 150 | 28 | 31 | Wind World | W 2800-150 | 860 | Hjørring | LAND | Jonstrup By, Skt. Hans | 1a | 555832.75 | 6370366.54 | SDFE2018 | 0201-0370 | Wind World W 2800-150 | Wind.World.W4200
570715000000002182 | 1991-01-18 | 150 | 28 | 31 | Wind World | W 2800-150 | 860 | Hjørring | LAND | Jonstrup By, Skt. Hans | 1a | 555819.78 | 6370272.7 | SDFE2018 | 0201-0372 | Wind World W 2800-150 | Wind.World.W4200
570715000000002199 | 1989-10-17 | 150 | 25 | 31 | Wind World | W 2500-150 | 860 | Hjørring | LAND | Jonstrup By, Skt. Hans | 2a | 555445 | 6370526.14 | SDFE2018 | 0201-0390 | Wind World W 2500-150 | Wind.World.W4200
570715000000002335 | 1989-03-31 | 150 | 0.1 | 0.1 | Vindsyssel | VS 150 | 860 | Hjørring | LAND | Skibsby By, Skt. Olai | 13a | 562130.29 | 6371671.83 | SDFE2018 | 0206-0792 | Vindsyssel VS 150 | 0
570715000000002847 | 1990-01-04 | 150 | 23 | 30 | BONUS | 150/30 kW | 860 | Hjørring | LAND | Vennebjerg By, Vennebjerg | 13g | 550075.67 | 6370148.28 | SDFE2018 | 0805-4930 | BONUS 150/30 kW | Bonus.B23.150
570715000000002854 | 1990-01-04 | 150 | 23 | 30 | BONUS | 150/30 kW | 860 | Hjørring | LAND | Vennebjerg By, Vennebjerg | 13g | 550067.67 | 6370049.14 | SDFE2018 | 0805-4932 | BONUS 150/30 kW | Bonus.B23.150
570715000000002861 | 1991-11-22 | 150 | 23 | 30 | BONUS | 150 - MK lll | 860 | Hjørring | LAND | Vennebjerg By, Vennebjerg | 16a | 550048.07 | 6369950.37 | SDFE2018 | 0805-4934 | BONUS 150 - MK lll | Bonus.B23.150
570715000000002878 | 1991-11-22 | 150 | 23 | 30 | BONUS | 150 - MK lll | 860 | Hjørring | LAND | Vennebjerg By, Vennebjerg | 16a | 550041.38 | 6369850.96 | SDFE2018 | 0805-4936 | BONUS 150 - MK lll | Bonus.B23.150
570715000000002885 | 1991-12-19 | 150 | 23 | 30 | BONUS | 150 - MK lll | 860 | Hjørring | LAND | Vennebjerg By, Vennebjerg | 13g | 550046.4 | 6370251.51 | SDFE2018 | 0805-4938 | BONUS 150 - MK lll | Bonus.B23.150
570715000000003448 | 1991-09-10 | 150 | 28 | 31 | Wind World | W 2800-150 | 860 | Hjørring | LAND | Gårdbo Sø, Tversted | 32a | 579070.94 | 6384530.14 | SDFE2018 | 1105-2310 | Wind World W 2800-150 | Wind.World.W4200
570715000000003455 | 1991-09-10 | 150 | 28 | 31 | Wind World | W 2800-150 | 860 | Hjørring | LAND | Gårdbo Sø, Tversted | 32a | 579169.68 | 6384357.48 | SDFE2018 | 1105-2312 | Wind World W 2800-150 | Wind.World.W4200
570715000000004117 | 1989-02-10 | 150 | 23.2 | 30.3 | Wind World | W 2320-150 | 860 | Hjørring | LAND | Vollerup By, Em | 9n | 553944.74 | 6356404.63 | SDFE2018 | 25 | Wind World W 2320-150 | Wind.World.W4200
570714700000011634 | 1988-12-01 | 130 | 19 | 31 | Windmatic | VM 20 S | 400 | Bornholm | LAND | Nyker | 11d | 869201.84 | 6126511.05 | SDFE2018 | 60120-1 | Windmatic VM 20 S | 0
570714700000011641 | 1988-12-01 | 130 | 19 | 31 | Windmatic | VM 20 S | 400 | Bornholm | LAND | Nyker | 38a | 869314.34 | 6126281.78 | SDFE2018 | 60120-2 | Windmatic VM 20 S | 0
570715000000052439 | 1989-04-20 | 130 | 22 | 24 | Ukendt | Ukendt | 482 | Langeland | LAND | Strynø | 45f | 603513.41 | 6084151.81 | SDFE2018 | 42049004 | Ukendt Ukendt | 0
570715000000012204 | 1989-06-16 | 120 | 23.2 | 30 | Wind World | WW 2320-120 | 810 | Brønderslev | LAND | Vestergård, Voer | 7a | 579612.95 | 6346532.92 | SDFE2018 | 70039-01 | Wind World WW 2320-120 | Wind.World.W4200
570715000000028267 | 1990-09-19 | 100 | 20 | 24 | Vestas Wind Systems A/S | V 20-100 | 773 | Morsø | LAND | Outrup | 3a | 480017.67 | 6294695.54 | SDFE2018 | 222944 | Vestas Wind Systems A/S V 20-100 | Vestas.V27.225
570715000000002007 | 1989-07-13 | 100 | 24.6 | 31 | Wind World | W 2460-100 | 860 | Hjørring | LAND | Gunderup By, Vrejlev | 6m | 559103.4 | 6359214.98 | SDFE2018 | 0106-0052 | Wind World W 2460-100 | Wind.World.W4200
570714700000007682 | 1987-11-01 | 99 | 19 | 30 | Windmatic | VM 19 S | 370 | Næstved | LAND | Karrebækstorp By, Karrebæk | 1b | 665686.39 | 6119695.49 | SDFE2018 | 162300 | Windmatic VM 19 S | 0
570715000000014062 | 1990-03-26 | 99 | 33 | 22.5 | Wincon | W 99 XT | 710 | Favrskov | LAND | Vejerslev By, Vejerslev | 9r | 545864.27 | 6240016.24 | SDFE2018 | 3137111 | Wincon W 99 XT | 0
570714700000007637 | 1987-12-01 | 95 | 19 | 24 | Tellus | DW 95 | 330 | Slagelse | LAND | Omø By Og Sogn | 19e | 637183.02 | 6114184.55 | SDFE2018 | 159478 | Tellus DW 95 | 0
570714700000004728 | 1987-04-13 | 95 | 18 | 24.5 | BONUS | 95-20 | 350 | Lejre | LAND | Vester Såby | 31e | 679150.34 | 6169602.73 | SDFE2018 | 44-7555 | BONUS 95-20 | Bonus.B23.150
570715000000064210 | 2004-01-15 | 95 | 19.4 | 25 | BONUS | 95-20 | 530 | Billund | LAND | Vorbasse by, Vorbasse | 10a | 506494.85 | 6164675.22 | SDFE2018 | 344227758 | BONUS 95-20 | Bonus.B23.150
570715000000032776 | 1987-10-19 | 95 | 0.1 | 0.1 | Ukendt | Ukendt | 573 | Varde | LAND | Frøstrup Hgd | 5h | 463669.17 | 6177100.94 | SDFE2018 | 31108 | Ukendt Ukendt | 0
570715000000024962 | 1987-11-12 | 95 | 19.4 | 24 | Ukendt | Ukendt | 615 | Horsens | LAND | Endelave By, Endelave | 20k | 580021.16 | 6178947.79 | SDFE2018 | 141629 | Ukendt Ukendt | 0
570715000000029820 | 1986-05-15 | 95 | 19 | 24.5 | Ukendt | Ukendt | 787 | Thisted | LAND | Vestervig | 32b | 459501.31 | 6295366.07 | SDFE2018 | 123223 | Ukendt Ukendt | 0
570714700000004582 | 1988-04-01 | 95 | 19 | 28 | Tellus | TE 95 | 265 | Roskilde | LAND | Veddelev | 15a | 694651.35 | 6175236.32 | SDFE2018 | 15449941 | Tellus TE 95 | 0
570715000000030222 | 1987-04-15 | 90 | 18.8 | 24 | Vestas Wind Systems A/S | V 19-90 | 787 | Thisted | LAND | Vandet | 7a | 474925.06 | 6318284.53 | SDFE2018 | 123347 | Vestas Wind Systems A/S V 19-90 | Vestas.V27.225
570715000000003264 | 1987-10-14 | 90 | 17.5 | 22.5 | Ukendt | Ukendt | 813 | Frederikshavn | LAND | Gersholt, Torslev | 1a | 576477.65 | 6358273.38 | SDFE2018 | 1007-0101 | Ukendt Ukendt | 0
570715000000003479 | 1987-02-27 | 90 | 17.5 | 22.5 | Ukendt | Ukendt | 860 | Hjørring | LAND | Måstrup By, Mosbjerg | 10a | 575994.8 | 6376846.37 | SDFE2018 | 1107-1101 | Ukendt Ukendt | 0
570715000000044526 | 1996-07-09 | 80 | 17 | 40 | Tellus | TE 1780 | 657 | Herning | LAND | Fjederholt, Rind | 4c | 508468.15 | 6212699.29 | SDFE2018 | 7141228 | Tellus TE 1780 | 0
570715000000029684 | 1985-06-15 | 76 | 8 | 12 | Nordvestjysk Folkecenter | FC 4000 | 787 | Thisted | LAND | Ydby by | 14a | 463981.15 | 6283517.92 | SDFE2018 | 123188 | Nordvestjysk Folkecenter FC 4000 | 0
570714700000005947 | 1983-09-05 | 75 | 15 | 18 | Vestas Wind Systems A/S | V 55-16 | 326 | Kalundborg | LAND | Nyrup By, Raklev | 8c | 627519 | 6175920.75 | SDFE2018 | 40182925 | Vestas Wind Systems A/S V 55-16 | Vestas.V29.225
570714700000005978 | 2006-02-03 | 75 | 15 | 18 | Vestas Wind Systems A/S | V 55-16 | 326 | Kalundborg | LAND | Nyrup By, Raklev | 7a | 627801.31 | 6175642.39 | SDFE2018 | 40182954 | Vestas Wind Systems A/S V 55-16 | Vestas.V29.225
570714700000005626 | 1985-04-23 | 75 | 17 | 22.5 | Vestas Wind Systems A/S | V 17 | 330 | Slagelse | LAND | Forlev By, Vemmelev | 14 | 643006.09 | 6140703.44 | SDFE2018 | 1801130 | Vestas Wind Systems A/S V 17 | Vestas.V27.225
570714700000006760 | 1983-01-25 | 75 | 17 | 22 | Vestas Wind Systems A/S | V 17-75 | 360 | Lolland | LAND | Fuglse | 1a | 662505.91 | 6063460.44 | SDFE2018 | 147590 | Vestas Wind Systems A/S V 17-75 | Vestas.V27.225
570714700000006920 | 1984-06-26 | 75 | 17 | 18 | Vestas Wind Systems A/S | V 55-11 | 360 | Lolland | LAND | Fejø | 46c | 651204.43 | 6092875.21 | SDFE2018 | 151934 | Vestas Wind Systems A/S V 55-11 | Vestas.V29.225
570714700000007019 | 1985-02-01 | 75 | 17 | 24 | Vestas Wind Systems A/S | V 17-75 | 360 | Lolland | LAND | KallehavegårdKappel | 1 | 630182.66 | 6072524.65 | SDFE2018 | 153030 | Vestas Wind Systems A/S V 17-75 | Vestas.V27.225
570714700000006982 | 1984-10-01 | 75 | 17 | 24.5 | Vestas Wind Systems A/S | 18-75 | 370 | Næstved | LAND | Fodby,Næstved | 16 m.fl | 671681.91 | 6124582.5 | SDFE2018 | 152769 | Vestas Wind Systems A/S 18-75 | Vestas.V27.225
570714700000006890 | 1983-11-10 | 75 | 17 | 25 | Ukendt | Ukendt | 390 | Vordingborg | LAND | Stege Markjorder | 113e | 709663.72 | 6099963.13 | SDFE2018 | 139708 | Ukendt Ukendt | 0
570715000001461643 | 2015-06-03 | 75 | 17 | 16.5 | Windmatic | VM 17 S | 410 | Middelfart | LAND | Asperup by | 14f | 557034.83 | 6147672.81 | SDFE2018 | 5.71e+17 | Windmatic VM 17 S | 0
570715000000036194 | 1986-06-15 | 75 | 17 | 22.5 | Vestas Wind Systems A/S | V 17-75 | 661 | Holstebro | LAND | Handbjerg Hovedgård, Handbjerg | 13a | 482684.73 | 6256936.87 | SDFE2018 | 40020017 | Vestas Wind Systems A/S V 17-75 | Vestas.V27.225
570715000000043550 | 1987-04-01 | 75 | 17 | 30.8 | Windmatic | 17 S | 661 | Holstebro | LAND | Bjert By, Sahl | 16a | 485843.29 | 6257543.75 | SDFE2018 | 1255 | Windmatic 17 S | 0
570715000000043567 | 1987-04-01 | 75 | 17 | 30.8 | Windmatic | 17 S | 661 | Holstebro | LAND | Bjert By, Sahl | 2b | 485966.75 | 6257659.5 | SDFE2018 | 1256 | Windmatic 17 S | 0
570715000000036125 | 1985-01-15 | 75 | 17 | 23.5 | Vestas Wind Systems A/S | V 17-75 | 671 | Struer | LAND | Brejnholt, Humlum | 1a | 474161.37 | 6264708.75 | SDFE2018 | 40014079 | Vestas Wind Systems A/S V 17-75 | Vestas.V27.225
570715000000039997 | 1986-05-16 | 75 | 17 | 22.5 | Vestas Wind Systems A/S | V 17-75 | 760 | Ringkøbing-Skjern | LAND | Den mellemste del, Hee sogn | 9b | 454161.33 | 6222217.92 | SDFE2018 | 8002201 | Vestas Wind Systems A/S V 17-75 | Vestas.V27.225
570715000000041297 | 1994-09-26 | 75 | 16 | 24 | Nordex | V16-75 | 760 | Ringkøbing-Skjern | LAND | Den østlige del Faster | 10a | 476605.5 | 6207183.39 | SDFE2018 | 8504791 | Nordex V16-75 | Nordex.N27.150
570715000000025037 | 1985-06-12 | 75 | 17 | 23 | Windmatic | VM 17 S | 766 | Hedensted | LAND | Gramrode By, Rårup | 6ap | 557381.41 | 6178858.56 | SDFE2018 | 11829 | Windmatic VM 17 S | 0
570715000000026836 | 1985-03-18 | 75 | 17 | 24 | Vestas Wind Systems A/S | V 17-75 | 766 | Hedensted | LAND | Ølholm By | 8b | 534172.06 | 6187169.49 | SDFE2018 | 1030030 | Vestas Wind Systems A/S V 17-75 | Vestas.V27.225
570714700000004407 | 1985-02-06 | 75 | 17 | 22 | Vestas Wind Systems A/S | V 17-75 | 240 | Egedal | LAND | Edelgave Hovedgård | 1a | 704530.45 | 6180187 | SDFE2018 | 5.71e+17 | Vestas Wind Systems A/S V 17-75 | Vestas.V27.225
570714700000005060 | 1982-04-27 | 75 | 17 | 22 | Vestas Wind Systems A/S | V 17-75 | 250 | Frederikssund | LAND | Røgerup | 2d | 684172.07 | 6183027.83 | SDFE2018 | 5.71e+17 | Vestas Wind Systems A/S V 17-75 | Vestas.V27.225
570715000000005794 | 1989-03-22 | 75 | 17.5 | 22 | Hanstholm Møllen | HM 17 75 | 787 | Thisted | LAND | Ræhr | 5a | 479187.38 | 6327721.51 | SDFE2018 | 11410500 | Hanstholm Møllen HM 17 75 | 0
570714700000006289 | 1986-07-10 | 75 | 17 | 18 | Vestas Wind Systems A/S | V 17-55 | 306 | Odsherred | LAND | Eskildstrup By, Vig | 6f | 665633.97 | 6192981.65 | SDFE2018 | 8600368 | Vestas Wind Systems A/S V 17-55 | Vestas.V27.225
570715000000079221 | 2005-09-01 | 75 | 17 | 22.8 | Vestas Wind Systems A/S | V 17 | 787 | Thisted | LAND | Brund By, Hillerslev Sogn | 1b | 483389.41 | 6314764.63 | SDFE2018 | 3267001 | Vestas Wind Systems A/S V 17 | Vestas.V27.225
570714700000007194 | 1985-11-01 | 65 | 17 | 24 | Ukendt | Ukendt | 370 | Næstved | LAND | Rislev | 12a | 673773.69 | 6127971.13 | SDFE2018 | 154851 | Ukendt Ukendt | 0
570715000000083464 | 2007-12-03 | 55 | 15.5 | 18 | Windmatic | 15 S | 306 | Odsherred | LAND | Asnæs By | 17c | 656649.57 | 6189509.19 | SDFE2018 | 400073 | Windmatic 15 S | 0
570714700000005961 | 1986-05-05 | 55 | 15 | 18 | Vestas Wind Systems A/S | V 55-16 | 326 | Kalundborg | LAND | Nyrup By, Raklev | 8c | 627695.98 | 6175984.38 | SDFE2018 | 40172811 | Vestas Wind Systems A/S V 55-16 | Vestas.V29.225
570714700000005619 | 1984-11-24 | 55 | 16 | 18 | Nordtank | NTK 55/11 | 330 | Slagelse | LAND | Ormeslev By, Vemmelev | 16m | 642275.37 | 6134408.21 | SDFE2018 | 1800105 | Nordtank NTK 55/11 | Nordtank.NTK500
570714700000006838 | 1983-05-02 | 55 | 10 | 18 | Ukendt | Ukendt | 330 | Slagelse | LAND | Lundby By, Skælskør | 27a | 651842.76 | 6123059.37 | SDFE2018 | 148408 | Ukendt Ukendt | 0
570714700000006777 | 1982-12-13 | 55 | 15.3 | 18 | Vestas Wind Systems A/S | V 55-11 | 360 | Lolland | LAND | Købelev | 13a | 634412.08 | 6085367.45 | SDFE2018 | 147606 | Vestas Wind Systems A/S V 55-11 | Vestas.V29.225
570714700000011313 | 1980-10-01 | 55 | 0.1 | 18 | Ukendt | Ukendt | 400 | Bornholm | LAND | Klemensker | 11a | 868490.05 | 6134046.06 | SDFE2018 | 60103-1 | Ukendt Ukendt | 0
570715000000054327 | 1986-05-26 | 55 | 17 | 22.5 | Vestas Wind Systems A/S | V 55-16 | 410 | Middelfart | LAND | Føns By, Føns | 13m | 552045.28 | 6140703.59 | SDFE2018 | 99191 | Vestas Wind Systems A/S V 55-16 | Vestas.V29.225
570715000000052934 | 1982-03-01 | 55 | 15 | 22 | Ukendt | Ukendt | 420 | Assens | LAND | Verninge By, Verninge | 11b | 577222.25 | 6126811.26 | SDFE2018 | 99011 | Ukendt Ukendt | 0
570715000000052538 | 1988-03-14 | 55 | 16 | 18 | Ukendt | Ukendt | 479 | Svendborg | LAND | Vandmose Huse, Lunde | 33g | 599048.33 | 6111008.16 | SDFE2018 | 50713 | Ukendt Ukendt | 0
570715000000051753 | 1981-04-29 | 55 | 15 | 18 | Vestas Wind Systems A/S | HVK 55 | 482 | Langeland | LAND | Herslev By, Lindelse | 3b | 610488.8 | 6083843.11 | SDFE2018 | 8416109 | Vestas Wind Systems A/S HVK 55 | Vestas.V27.225
570715000000032691 | 1982-06-29 | 55 | 0.1 | 0.1 | Ukendt | Ukendt | 573 | Varde | LAND | Dyreby By | 4g | 455544.21 | 6173512.75 | SDFE2018 | 29520 | Ukendt Ukendt | 0
570715000000032707 | 1983-02-28 | 55 | 15.4 | 23 | Vestas Wind Systems A/S | V 15 | 573 | Varde | LAND | Kirkeby By | 6d | 452626.62 | 6176935.65 | SDFE2018 | 29635 | Vestas Wind Systems A/S V 15 | Vestas.V27.225
570715000000033568 | 1990-12-03 | 55 | 0.1 | 0.1 | Ukendt | Ukendt | 575 | Vejen | LAND | Terpling By | 5b | 488904.8 | 6154630.25 | SDFE2018 | 56403 | Ukendt Ukendt | 0
570715000000026751 | 1980-01-03 | 55 | 15.3 | 23 | Vestas Wind Systems A/S | V 15 55/15 | 615 | Horsens | LAND | Underup by Underup sogn | 5b | 542828.46 | 6199913.56 | SDFE2018 | 1030015 | Vestas Wind Systems A/S V 15 55/15 | Vestas.V27.225
570715000000026775 | 1981-10-12 | 55 | 15.5 | 24 | Vestas Wind Systems A/S | V 55-15 | 615 | Horsens | LAND | Vestbirk By, Vestbirk | 5a | 545061.63 | 6202594.56 | SDFE2018 | 1030018 | Vestas Wind Systems A/S V 55-15 | Vestas.V29.225
570715000000036101 | 1983-11-15 | 55 | 15 | 22.6 | Vestas Wind Systems A/S | V 55-15 | 665 | Lemvig | LAND | Kongensgård Hdg., Nr. Nissum | 1ih | 463796.56 | 6268741.14 | SDFE2018 | 40011076 | Vestas Wind Systems A/S V 55-15 | Vestas.V29.225
570715000000029530 | 1989-01-15 | 55 | 15 | 24 | Vestas Wind Systems A/S | HVK 15 | 671 | Struer | LAND | Hellerød by | 2f | 473570.89 | 6275155.75 | SDFE2018 | 123143 | Vestas Wind Systems A/S HVK 15 | Vestas.V27.225
570715000000022616 | 1994-05-11 | 55 | 8 | 23 | Ukendt | Ukendt | 707 | Norddjurs | LAND | Knebel by, Knebel | 11a | 616122.15 | 6260543.96 | SDFE2018 | 2001601 | Ukendt Ukendt | 0
570715000000022029 | 1982-05-14 | 55 | 15 | 22 | Vestas Wind Systems A/S | HVK 15 | 741 | Samsø | LAND | Nordby by, Nordby | 22a | 597053.54 | 6202065.04 | SDFE2018 | 291991 | Vestas Wind Systems A/S HVK 15 | Vestas.V27.225
570715000000022036 | 1983-04-28 | 55 | 13 | 18 | Swinger | T 202 | 741 | Samsø | LAND | Onsbjerg by, Onsbjerg | 21d | 597773.74 | 6203841.85 | SDFE2018 | 292231 | Swinger T 202 | 0
570715000000032684 | 1984-03-19 | 55 | 0.1 | 0.1 | Ukendt | Ukendt | 760 | Ringkøbing-Skjern | LAND | Lønborggård Hgd | 34c | 463452.36 | 6194095.33 | SDFE2018 | 29266 | Ukendt Ukendt | 0
570715000000040771 | 1979-08-16 | 55 | 16 | 19 | Vestas Wind Systems A/S | V 55-16 kW | 760 | Ringkøbing-Skjern | LAND | Dejbjerg Præstegård | 3a | 462507.9 | 6204702.65 | SDFE2018 | 8503001 | Vestas Wind Systems A/S V 55-16 kW | Vestas.V29.225
570715000000043918 | 1988-02-16 | 55 | 28 | 20 | Windmatic | VM 17 | 760 | Ringkøbing-Skjern | LAND | Barde By | 8b | 480330.4 | 6219040.26 | SDFE2018 | 7141198 | Windmatic VM 17 | 0
570715000000015885 | 1984-11-21 | 55 | 16 | 24.5 | Nordtank | NTK 55/10 | 779 | Skive | LAND | Vile by, Vile | 1a | 491930.47 | 6285196.97 | SDFE2018 | 2050034 | Nordtank NTK 55/10 | Nordex.N27.150
570714700000004995 | 1984-05-14 | 55 | 15 | 22.6 | Vestas Wind Systems A/S | V 55-15 | 219 | Hillerød | LAND | Uvelse | 12d | 704484.34 | 6196339.58 | SDFE2018 | 5.71e+17 | Vestas Wind Systems A/S V 55-15 | Vestas.V29.225
570714700000004964 | 1985-10-02 | 55 | 15 | 22 | Vestas Wind Systems A/S | V 55-11 | 240 | Egedal | LAND | Veksø | 12f | 703567.03 | 6182654.24 | SDFE2018 | 5.71e+17 | Vestas Wind Systems A/S V 55-11 | Vestas.V29.225
570714700000005039 | 1985-05-08 | 55 | 15 | 22 | Vestas Wind Systems A/S | V 55-11 | 250 | Frederikssund | LAND | Over Dråby | 3a | 686762.87 | 6191490.69 | SDFE2018 | 81-11859 | Vestas Wind Systems A/S V 55-11 | Vestas.V29.225
570715000000088841 | 2010-08-27 | 55 | 15 | 18 | Ukendt | Ukendt | 250 | Frederikssund | LAND | Dalby By, Krogstrup | 6a | 685826.28 | 6187104.72 | SDFE2018 | 5.71e+17 | Ukendt Ukendt | 0
570714700000005886 | 1980-06-27 | 55 | 15 | 22 | Vestas Wind Systems A/S | V 55-16 | 306 | Odsherred | LAND | Nr. Asmindrup By, Nr. Asmindrup | 5a | 664607.57 | 6196625.02 | SDFE2018 | 4700547 | Vestas Wind Systems A/S V 55-16 | Vestas.V29.225
570714700000005923 | 1981-09-21 | 55 | 15 | 18 | Vestas Wind Systems A/S | V 55-16 | 306 | Odsherred | LAND | Overby By, Odden | 12a | 648996.79 | 6204215.53 | SDFE2018 | 4900023 | Vestas Wind Systems A/S V 55-16 | Vestas.V29.225
570715000000011986 | 1980-10-01 | 55 | 15 | 22 | Ukendt | Ukendt | 810 | Brønderslev | LAND | Bolleenge, Dronninglund | 1 | 576491.97 | 6331623.16 | SDFE2018 | 70020-01 | Ukendt Ukendt | 0
570715000000084201 | 2008-10-10 | 55 | 15 | 18 | Vestas Wind Systems A/S | V 15 | 846 | Mariagerfjord | LAND | Døstrup by Døstrup | 9f | 545847.05 | 6281605.25 | SDFE2018 | 529 | Vestas Wind Systems A/S V 15 | Vestas.V27.225
570715000000002397 | 1980-07-09 | 55 | 14 | 18 | Ukendt | Ukendt | 860 | Hjørring | LAND | Sdr. Harritslev By, Harritslev | 14a | 554285.77 | 6364812.55 | SDFE2018 | 0301-0241 | Ukendt Ukendt | 0
570714700000004704 | 1982-01-21 | 45 | 18 | 20.5 | Nordtank | NTK 55/11 | 350 | Lejre | LAND | Nr. Hvalsø | 9a | 680396.65 | 6165441.98 | SDFE2018 | 5.71e+17 | Nordtank NTK 55/11 | Nordtank.NTK500
570714700000006876 | 1983-11-08 | 45 | 15.7 | 24 | Ukendt | Ukendt | 390 | Vordingborg | LAND | Hårbølle, Askeby | 4a | 702707.5 | 6087810.71 | SDFE2018 | 60415755 | Ukendt Ukendt | 0
570715000000033025 | 1982-04-28 | 44 | 0.1 | 0.1 | Ukendt | Ukendt | 561 | Esbjerg | LAND | Terp By | 3m | 482567.98 | 6149510.5 | Stamdata | 47132 | Ukendt Ukendt | 0
570714700000103605 | 2002-01-08 | 30 | 10 | 15.6 | Vestas Wind Systems A/S | HVK 10 | 400 | Bornholm | LAND | Rutsker | 27d | 864769.63 | 6133654.2 | SDFE2018 | 60121-1 | Vestas Wind Systems A/S HVK 10 | Vestas.V27.225
570715000000022005 | 1980-06-16 | 30 | 10 | 18 | Ukendt | Ukendt | 741 | Samsø | LAND | Brundby by, Tranebjerg | 14l | 600253.96 | 6185470.06 | SDFE2018 | 290275 | Ukendt Ukendt | 0
570715000000056307 | 2002-01-01 | 30 | 15.5 | 18 | Vestas Wind Systems A/S | V 30-15 | 760 | Ringkøbing-Skjern | LAND | Videbæk By | 6e | 478960.2 | 6215771.05 | SDFE2018 | 85072 | Vestas Wind Systems A/S V 30-15 | Vestas.V29.225
570715000000025044 | 1984-01-03 | 30 | 10 | 18 | Vestas Wind Systems A/S | HVK 30 | 766 | Hedensted | LAND | Breth By, Barrit | 6g | 556985.81 | 6177145.25 | SDFE2018 | 17900 | Vestas Wind Systems A/S HVK 30 | Vestas.V27.225
570715000001650269 | 2019-08-06 | 30 | 20 | 20 | Ukendt | Ukendt | 787 | Thisted | LAND | Hundborg | 34e | 468152 | 6309258 | Stamdata | 127423 | Ukendt Ukendt | 0
571313174000786700 | 2013-12-19 | 25 | 13 | 18 | HSWind Aps | Viking 25 | 306 | Odsherred | Land |  |  | 664220.07 | 6193294.1 | SDFE2018 |  | HSWind Aps Viking 25 | Bonus.B23.150
570715000000115493 | 2011-03-07 | 25 | 17 | 16 | Vestas Wind Systems A/S | V 25 | 320 | Faxe | Land |  |  | 693218 | 6125010.74 | SDFE2018 |  | Vestas Wind Systems A/S V 25 | Vestas.V27.225
570715000000117428 | 2012-02-21 | 25 | 15 | 18 | Vestas Wind Systems A/S | V 15 | 326 | Kalundborg | Land |  |  | 640308.62 | 6160511.53 | SDFE2018 |  | Vestas Wind Systems A/S V 15 | Vestas.V27.225
571313174001550812 | 2015-10-02 | 25 | 14 | 18 | Solid Wind Power A/S | SWP25-14TG20 | 326 | Kalundborg | Land |  |  | 636358.74 | 6160131.8 | SDFE2018 |  | Solid Wind Power A/S SWP25-14TG20 | Bonus.B23.150
571313174000672867 | 2013-01-21 | 25 | 10 | 18 | HSWind Aps | Viking 25 | 329 | Ringsted | Land |  |  | 668282.63 | 6150800.52 | SDFE2018 |  | HSWind Aps Viking 25 | Bonus.B23.150
571313174002245090 | 2020-06-30 | 25 | 14 | 18 | Solid Wind Power A/S | SWP25-14TG20 | 330 | Slagelse | Land |  |  |  |  | Stamdata |  | Solid Wind Power A/S SWP25-14TG20 | Bonus.B23.150
571313174001549168 | 2015-10-14 | 25 | 14 | 18 | Solid Wind Power A/S | SWP25-14TG20 | 336 | Stevns | Land |  |  |  |  | Stamdata |  | Solid Wind Power A/S SWP25-14TG20 | Bonus.B23.150
571313174001549182 | 2015-10-14 | 25 | 14 | 18 | Solid Wind Power A/S | SWP25-14TG20 | 336 | Stevns | Land |  |  |  |  | Stamdata |  | Solid Wind Power A/S SWP25-14TG20 | Bonus.B23.150
570714700000006647 | 1981-11-09 | 25 | 10 | 18 | Vestas Wind Systems A/S | HVK 10 | 360 | Lolland | Land |  |  | 641964.41 | 6077792.03 | SDFE2018 |  | Vestas Wind Systems A/S HVK 10 | Vestas.V27.225
571313174000800550 | 2014-12-02 | 25 | 13 | 18 | HSWind Aps | Viking 25 | 376 | Guldborgsund | Land |  |  |  |  | Stamdata |  | HSWind Aps Viking 25 | Bonus.B23.150
571313174001090172 | 2016-02-18 | 25 | 14 | 18 | Solid Wind Power A/S | SWP25-14TG20 | 376 | Guldborgsund | Land |  |  | 677201.37 | 6065600.15 | SDFE2018 |  | Solid Wind Power A/S SWP25-14TG20 | Bonus.B23.150
571313174001630477 | 2016-12-01 | 25 | 14 | 18 | Solid Wind Power A/S | SWP25-14TG20 | 376 | Guldborgsund | Land |  |  |  |  | Stamdata |  | Solid Wind Power A/S SWP25-14TG20 | Bonus.B23.150
570715000001445339 | 2015-04-20 | 25 | 14 | 18 | Solid Wind Power A/S | SWP25-14TG20 | 400 | Bornholm | Land |  |  | 891858.71 | 6118890.01 | SDFE2018 |  | Solid Wind Power A/S SWP25-14TG20 | Bonus.B23.150
570715000001445391 | 2015-04-21 | 25 | 14 | 18 | Solid Wind Power A/S | SWP25-14TG20 | 400 | Bornholm | Land |  |  | 891865.04 | 6118820.14 | SDFE2018 |  | Solid Wind Power A/S SWP25-14TG20 | Bonus.B23.150
570715000001457417 | 2015-04-22 | 25 | 14 | 18 | Solid Wind Power A/S | SWP25-14TG20 | 400 | Bornholm | Land |  |  | 881673.8 | 6117347.28 | SDFE2018 |  | Solid Wind Power A/S SWP25-14TG20 | Bonus.B23.150
570715000001633392 | 2018-11-28 | 25 | 14 | 18 | Solid Wind Power A/S | SWP25-14TG20 | 400 | Bornholm | Land |  |  |  |  | Stamdata |  | Solid Wind Power A/S SWP25-14TG20 | Bonus.B23.150
571313154314437710 | 2013-12-13 | 25 | 13 | 18 | HSWind Aps | Viking 25 | 420 | Assens | Land |  |  | 562994.99 | 6110031.2 | SDFE2018 |  | HSWind Aps Viking 25 | Bonus.B23.150
570715000001439086 | 2013-12-13 | 25 | 10 | 19 | Ukendt | Ukendt | 479 | Svendborg | Land |  |  | 610289.78 | 6107209.31 | SDFE2018 |  | Ukendt Ukendt | 0
571313154317890017 | 2015-07-01 | 25 | 14 | 18 | Solid Wind Power A/S | SWP25-14TG20 | 480 | Nordfyns | Land |  |  |  |  | Stamdata |  | Solid Wind Power A/S SWP25-14TG20 | Bonus.B23.150
570715000001551634 | 2017-03-23 | 25 | 14 | 18 | Solid Wind Power A/S | SWP25-14TG20 | 482 | Langeland | Land |  |  |  |  | Stamdata |  | Solid Wind Power A/S SWP25-14TG20 | Bonus.B23.150
571313153200139455 | 2015-09-24 | 25 | 14 | 18 | Solid Wind Power A/S | SWP25-14TG20 | 482 | Langeland | Land |  |  | 612140.37 | 6086273.22 | SDFE2018 |  | Solid Wind Power A/S SWP25-14TG20 | Bonus.B23.150
570715000000749124 | 2012-10-22 | 25 | 13 | 18 | HSWind Aps | Viking 25 | 510 | Haderslev | Land |  |  | 529529.06 | 6116658.38 | SDFE2018 |  | HSWind Aps Viking 25 | Bonus.B23.150
571313134499502939 | 2019-12-18 | 25 | 13 | 18 | HSWind Aps | Viking 25 | 510 | Haderslev | Land |  |  |  |  | Stamdata |  | HSWind Aps Viking 25 | Bonus.B23.150
571313144500799982 | 2013-12-01 | 25 | 13 | 18 | HSWind Aps | Viking 25 | 510 | Haderslev | Land |  |  | 537317.11 | 6133516.71 | SDFE2018 |  | HSWind Aps Viking 25 | Bonus.B23.150
571313134402394088 | 2014-01-20 | 25 | 13 | 18 | HSWind Aps | Viking 25 | 530 | Billund | Land |  |  | 490932.81 | 6174309.9 | SDFE2018 |  | HSWind Aps Viking 25 | Bonus.B23.150
571313144500823984 | 2016-03-02 | 25 | 14 | 18 | Solid Wind Power A/S | SWP25-14TG20 | 540 | Sønderborg | Land |  |  |  |  | Stamdata |  | Solid Wind Power A/S SWP25-14TG20 | Bonus.B23.150
570715000001521910 | 2016-08-24 | 25 | 14 | 18 | Solid Wind Power A/S | SWP25-14TG20 | 550 | Tønder | Land |  |  | 480240.05 | 6095250.62 | SDFE2018 |  | Solid Wind Power A/S SWP25-14TG20 | Bonus.B23.150
570715000001522603 | 2016-06-29 | 25 | 14 | 18 | Solid Wind Power A/S | SWP25-14TG20 | 550 | Tønder | Land |  |  | 483604.12 | 6105667.14 | SDFE2018 |  | Solid Wind Power A/S SWP25-14TG20 | Bonus.B23.150
570715000001523570 | 2016-08-08 | 25 | 14 | 18 | Solid Wind Power A/S | SWP25-14TG20 | 550 | Tønder | Land |  |  |  |  | Stamdata |  | Solid Wind Power A/S SWP25-14TG20 | Bonus.B23.150
570715000001531674 | 2016-09-05 | 25 | 14 | 18 | Solid Wind Power A/S | SWP25-14TG20 | 550 | Tønder | Land |  |  | 484347.38 | 6098475.36 | SDFE2018 |  | Solid Wind Power A/S SWP25-14TG20 | Bonus.B23.150
570715000001532695 | 2016-09-19 | 25 | 14 | 18 | Solid Wind Power A/S | SWP25-14TG20 | 550 | Tønder | Land |  |  |  |  | Stamdata |  | Solid Wind Power A/S SWP25-14TG20 | Bonus.B23.150
570715000001532794 | 2016-09-19 | 25 | 14 | 18 | Solid Wind Power A/S | SWP25-14TG20 | 550 | Tønder | Land |  |  |  |  | Stamdata |  | Solid Wind Power A/S SWP25-14TG20 | Bonus.B23.150
570715000001533104 | 2016-09-08 | 25 | 14 | 18 | Solid Wind Power A/S | SWP25-14TG20 | 550 | Tønder | Land |  |  |  |  | Stamdata |  | Solid Wind Power A/S SWP25-14TG20 | Bonus.B23.150
571313134499057675 | 2016-12-20 | 25 | 14 | 18 | Solid Wind Power A/S | SWP25-14TG20 | 550 | Tønder | Land |  |  |  |  | Stamdata |  | Solid Wind Power A/S SWP25-14TG20 | Bonus.B23.150
571313134499058139 | 2016-12-21 | 25 | 14 | 18 | Solid Wind Power A/S | SWP25-14TG20 | 550 | Tønder | Land |  |  |  |  | Stamdata |  | Solid Wind Power A/S SWP25-14TG20 | Bonus.B23.150
571313134499058849 | 2017-01-11 | 25 | 14 | 18 | Solid Wind Power A/S | SWP25-14TG20 | 550 | Tønder | Land |  |  |  |  | Stamdata |  | Solid Wind Power A/S SWP25-14TG20 | Bonus.B23.150
571313134499060613 | 2017-01-10 | 25 | 14 | 18 | Solid Wind Power A/S | SWP25-14TG20 | 550 | Tønder | Land |  |  |  |  | Stamdata |  | Solid Wind Power A/S SWP25-14TG20 | Bonus.B23.150
571313134499087108 | 2017-09-28 | 25 | 14 | 18 | Solid Wind Power A/S | SWP25-14TG20 | 550 | Tønder | Land |  |  |  |  | Stamdata |  | Solid Wind Power A/S SWP25-14TG20 | Bonus.B23.150
571313144100986263 | 2014-05-15 | 25 | 15 | 17.5 | Vestas Wind Systems A/S | HVK 15 | 550 | Tønder | Land |  |  | 481811.43 | 6120509.14 | SDFE2018 |  | Vestas Wind Systems A/S HVK 15 | Vestas.V27.225
571313144100987802 | 2015-03-05 | 25 | 14 | 18 | Ukendt | Ukendt | 550 | Tønder | Land |  |  | 484414.46 | 6109538.14 | SDFE2018 |  | Ukendt Ukendt | 0
571313144100993117 | 2016-03-21 | 25 | 14 | 18 | Solid Wind Power A/S | SWP25-14TG20 | 550 | Tønder | Land |  |  |  |  | Stamdata |  | Solid Wind Power A/S SWP25-14TG20 | Bonus.B23.150
571313134402392695 | 2013-08-05 | 25 | 13 | 18 | HSWind Aps | Viking 25 | 561 | Esbjerg | Land |  |  | 466386.44 | 6157610.8 | SDFE2018 |  | HSWind Aps Viking 25 | Bonus.B23.150
571313134402393739 | 2013-08-05 | 25 | 12 | 18 | HSWind Aps | Viking 25 | 561 | Esbjerg | Land |  |  | 467944.65 | 6154921.54 | SDFE2018 |  | HSWind Aps Viking 25 | Bonus.B23.150
570715000000064227 | 2003-12-18 | 25 | 7 | 18 | Vestas Wind Systems A/S | 25/7,5 (55/7,5 Ombygget) | 573 | Varde | Land |  |  | 469950.91 | 6175867.57 | SDFE2018 |  | Vestas Wind Systems A/S 25/7,5 (55/7,5 Ombygget) | Vestas.V27.225
570715000000157806 | 2012-01-07 | 25 | 15 | 17 | Vestas Wind Systems A/S | V 15 | 573 | Varde | Land |  |  | 466632 | 6177285.3 | SDFE2018 |  | Vestas Wind Systems A/S V 15 | Vestas.V27.225
571313134402396938 | 2014-01-29 | 25 | 13 | 18 | HSWind Aps | Viking 25 | 573 | Varde | Land |  |  | 471904.41 | 6167901.89 | SDFE2018 |  | HSWind Aps Viking 25 | Bonus.B23.150
570715000000081866 | 2007-11-21 | 25 | 15 | 18 | Ukendt | Ukendt | 657 | Herning | Land |  |  | 499130 | 6195473.1 | SDFE2018 |  | Ukendt Ukendt | 0
570715000000116209 | 2011-01-03 | 25 | 16 | 18 | Vestas Wind Systems A/S | V 15 | 657 | Herning | Land |  |  | 481902.73 | 6228983.41 | SDFE2018 |  | Vestas Wind Systems A/S V 15 | Vestas.V27.225
571313113162350169 | 2019-04-21 | 25 | 12.3 | 18 | Ukendt | Ukendt | 657 | Herning | Land |  |  |  |  | Stamdata |  | Ukendt Ukendt | 0
571313134808056016 | 2013-12-01 | 25 | 18.5 | 14 | Ukendt | Ukendt | 657 | Herning | Land |  |  | 476475.95 | 6229192.9 | SDFE2018 |  | Ukendt Ukendt | 0
570715000000092930 | 2010-10-07 | 25 | 15 | 18 | Vestas Wind Systems A/S | V 15 | 661 | Holstebro | Land |  |  | 450491.71 | 6232910.09 | SDFE2018 |  | Vestas Wind Systems A/S V 15 | Vestas.V27.225
571313134700402836 | 2015-04-30 | 25 | 14 | 18 | Solid Wind Power A/S | SWP25-14TG20 | 661 | Holstebro | Land |  |  | 453964.49 | 6271282.6 | SDFE2018 |  | Solid Wind Power A/S SWP25-14TG20 | Bonus.B23.150
571313134808006318 | 2014-12-09 | 25 | 14 | 18 | Solid Wind Power A/S | SWP25-14TG20 | 661 | Holstebro | Land |  |  |  |  | Stamdata |  | Solid Wind Power A/S SWP25-14TG20 | Bonus.B23.150
571313134700402379 | 2013-03-05 | 25 | 13 | 18 | Ukendt | Ukendt | 665 | Lemvig | Land |  |  | 454639.05 | 6259239.8 | SDFE2018 |  | Ukendt Ukendt | 0
571313134700402447 | 2013-04-11 | 25 | 13 | 18 | HSWind Aps | Viking 25 | 665 | Lemvig | Land |  |  | 450443.77 | 6271615.8 | SDFE2018 |  | HSWind Aps Viking 25 | Bonus.B23.150
571313134700402546 | 2015-02-20 | 25 | 11.6 | 18.5 | Ukendt | Ukendt | 665 | Lemvig | Land |  |  | 450322.81 | 6249333.85 | SDFE2018 |  | Ukendt Ukendt | 0
571313134700402584 | 2014-05-01 | 25 | 14 | 18 | Windpower D | 175 kW | 665 | Lemvig | Land |  |  | 455089.36 | 6263476.04 | SDFE2018 |  | Windpower D 175 kW | 0
571313134700402645 | 2014-05-22 | 25 | 14 | 18 | Solid Wind Power A/S | SWP25-14TG20 | 665 | Lemvig | Land |  |  | 459211.39 | 6266092.22 | SDFE2018 |  | Solid Wind Power A/S SWP25-14TG20 | Bonus.B23.150
571313134700402652 | 2014-05-22 | 25 | 14 | 18 | Ukendt | Ukendt | 665 | Lemvig | Land |  |  | 455012.71 | 6264663.37 | SDFE2018 |  | Ukendt Ukendt | 0
571313134700402720 | 2014-12-04 | 25 | 14 | 18 | Solid Wind Power A/S | SWP25-14TG20 | 665 | Lemvig | Land |  |  | 454319.25 | 6271177.47 | SDFE2018 |  | Solid Wind Power A/S SWP25-14TG20 | Bonus.B23.150
571313134700402737 | 2014-12-16 | 25 | 14 | 18 | Solid Wind Power A/S | SWP25-14TG20 | 665 | Lemvig | Land |  |  | 454803.75 | 6263946.25 | SDFE2018 |  | Solid Wind Power A/S SWP25-14TG20 | Bonus.B23.150
571313134700402768 | 2015-02-02 | 25 | 14 | 18 | Solid Wind Power A/S | SWP25-14TG20 | 665 | Lemvig | Land |  |  | 459461.93 | 6266096.05 | SDFE2018 |  | Solid Wind Power A/S SWP25-14TG20 | Bonus.B23.150
571313134700402782 | 2015-02-09 | 25 | 14 | 18 | Solid Wind Power A/S | SWP25-14TG20 | 665 | Lemvig | Land |  |  | 451435.09 | 6265598.29 | SDFE2018 |  | Solid Wind Power A/S SWP25-14TG20 | Bonus.B23.150
571313134700402805 | 2015-04-09 | 25 | 14 | 18 | Solid Wind Power A/S | SWP25-14TG20 | 665 | Lemvig | Land |  |  | 450795.75 | 6268975.49 | SDFE2018 |  | Solid Wind Power A/S SWP25-14TG20 | Bonus.B23.150
571313134700402812 | 2015-03-26 | 25 | 14 | 18 | Solid Wind Power A/S | SWP25-14TG20 | 665 | Lemvig | Land |  |  | 463194.76 | 6266999.29 | SDFE2018 |  | Solid Wind Power A/S SWP25-14TG20 | Bonus.B23.150
571313134700402850 | 2015-04-20 | 25 | 13 | 18 | HSWind Aps | Viking 25 | 665 | Lemvig | Land |  |  | 451108.09 | 6256691.67 | SDFE2018 |  | HSWind Aps Viking 25 | Bonus.B23.150
571313134700402966 | 2015-09-10 | 25 | 14 | 18 | Solid Wind Power A/S | SWP25-14TG20 | 665 | Lemvig | Land |  |  | 449939.99 | 6263434.31 | SDFE2018 |  | Solid Wind Power A/S SWP25-14TG20 | Bonus.B23.150
571313134700403178 | 2015-09-23 | 25 | 14 | 18 | Solid Wind Power A/S | SWP25-14TG20 | 665 | Lemvig | Land |  |  | 451304.24 | 6266795.53 | SDFE2018 |  | Solid Wind Power A/S SWP25-14TG20 | Bonus.B23.150
571313134700403260 | 2015-10-27 | 25 | 14 | 18 | Solid Wind Power A/S | SWP25-14TG20 | 665 | Lemvig | Land |  |  | 450713.48 | 6266073.86 | SDFE2018 |  | Solid Wind Power A/S SWP25-14TG20 | Bonus.B23.150
571313134700403352 | 2015-11-18 | 25 | 14 | 18 | Solid Wind Power A/S | SWP25-14TG20 | 665 | Lemvig | Land |  |  | 449944.33 | 6268349.91 | SDFE2018 |  | Solid Wind Power A/S SWP25-14TG20 | Bonus.B23.150
571313134700403444 | 2015-12-23 | 25 | 14 | 18 | Solid Wind Power A/S | SWP25-14TG20 | 665 | Lemvig | Land |  |  | 459151.29 | 6264631.74 | SDFE2018 |  | Solid Wind Power A/S SWP25-14TG20 | Bonus.B23.150
571313134700403574 | 2016-04-19 | 25 | 14 | 18 | Solid Wind Power A/S | SWP25-14TG20 | 665 | Lemvig | Land |  |  | 452174.25 | 6253735.48 | SDFE2018 |  | Solid Wind Power A/S SWP25-14TG20 | Bonus.B23.150
571313134700403659 | 2016-06-08 | 25 | 14 | 18 | Solid Wind Power A/S | SWP25-14TG20 | 665 | Lemvig | Land |  |  |  |  | Stamdata |  | Solid Wind Power A/S SWP25-14TG20 | Bonus.B23.150
571313134700403956 | 2016-12-09 | 25 | 14 | 18 | Solid Wind Power A/S | SWP25-14TG20 | 665 | Lemvig | Land |  |  |  |  | Stamdata |  | Solid Wind Power A/S SWP25-14TG20 | Bonus.B23.150
571313134700404083 | 2016-12-12 | 25 | 14 | 18 | Solid Wind Power A/S | SWP25-14TG20 | 665 | Lemvig | Land |  |  |  |  | Stamdata |  | Solid Wind Power A/S SWP25-14TG20 | Bonus.B23.150
571313134700404212 | 2017-03-21 | 25 | 14 | 18 | Solid Wind Power A/S | SWP25-14TG20 | 665 | Lemvig | Land |  |  |  |  | Stamdata |  | Solid Wind Power A/S SWP25-14TG20 | Bonus.B23.150
571313134700404311 | 2018-02-21 | 25 | 14 | 18 | Solid Wind Power A/S | SWP25-14TG20 | 665 | Lemvig | Land |  |  |  |  | Stamdata |  | Solid Wind Power A/S SWP25-14TG20 | Bonus.B23.150
570715000001372574 | 2013-12-11 | 25 | 13 | 18 | HSWind Aps | Viking 25 | 671 | Struer | Land |  |  | 470538.89 | 6274848.26 | SDFE2018 |  | HSWind Aps Viking 25 | Bonus.B23.150
570715000001400932 | 2014-05-01 | 25 | 14 | 18 | Ukendt | Ukendt | 671 | Struer | Land |  |  | 468363.95 | 6280064.03 | SDFE2018 |  | Ukendt Ukendt | 0
570715000002025028 | 2020-11-01 | 25 | 16 | 17 | Solid Wind Power A/S | SWP10-14TG20 | 671 | Struer | LAND | Flovlev By, Hvidbjerg | 8h | 468688 | 6277135 | Stamdata |  | Solid Wind Power A/S SWP10-14TG20 | Bonus.B23.150
571313134700402911 | 2015-06-17 | 25 | 14 | 18 | Solid Wind Power A/S | SWP25-14TG20 | 671 | Struer | Land |  |  | 471464.11 | 6258324.13 | SDFE2018 |  | Solid Wind Power A/S SWP25-14TG20 | Bonus.B23.150
570715000001396396 | 2014-05-02 | 25 | 13 | 18 | Ukendt | Ukendt | 706 | Syddjurs | Land |  |  |  |  | Stamdata |  | Ukendt Ukendt | 0
570715000001396433 | 2014-05-02 | 25 | 13 | 18 | Ukendt | Ukendt | 706 | Syddjurs | Land |  |  | 584758.73 | 6242491.03 | SDFE2018 |  | Ukendt Ukendt | 0
570715000001598455 | 2018-03-05 | 25 | 13 | 24 | HSWind Aps | Viking 25 | 707 | Norddjurs | Land |  |  |  |  | Stamdata |  | HSWind Aps Viking 25 | Bonus.B23.150
571313115190478358 | 2018-09-13 | 25 | 13 | 18 | HSWind Aps | Viking 25 | 707 | Norddjurs | Land |  |  |  |  | Stamdata |  | HSWind Aps Viking 25 | Bonus.B23.150
571313114900747654 | 2014-11-08 | 25 | 13 | 18 | HSWind Aps | Viking 25 | 730 | Randers | Land |  |  |  |  | Stamdata |  | HSWind Aps Viking 25 | Bonus.B23.150
571313113161939525 | 2015-07-07 | 25 | 14 | 18 | Solid Wind Power A/S | SWP25-14TG20 | 740 | Silkeborg | Land |  |  | 541379.43 | 6224821.37 | SDFE2018 |  | Solid Wind Power A/S SWP25-14TG20 | Bonus.B23.150
571313123290061899 | 2015-09-24 | 25 | 12.6 | 18 | Eocycle Technologies Ltd. | TD-PT-105-0-0 | 746 | Skanderborg | Land |  |  | 553529.91 | 6214643.65 | SDFE2018 |  | Eocycle Technologies Ltd. TD-PT-105-0-0 | 0
570715000000084737 | 2008-11-11 | 25 | 15 | 18 | Vestas Wind Systems A/S | V 15 | 760 | Ringkøbing-Skjern | Land |  |  | 474613.31 | 6205197.02 | SDFE2018 |  | Vestas Wind Systems A/S V 15 | Vestas.V27.225
570715000000088490 | 2009-10-13 | 25 | 15 | 18 | Vestas Wind Systems A/S | V 15 | 760 | Ringkøbing-Skjern | Land |  |  | 477088.22 | 6207241.17 | SDFE2018 |  | Vestas Wind Systems A/S V 15 | Vestas.V27.225
570715000000088506 | 2009-11-01 | 25 | 15 | 18 | Vestas Wind Systems A/S | V 15 | 760 | Ringkøbing-Skjern | Land |  |  | 461469.55 | 6200876.21 | SDFE2018 |  | Vestas Wind Systems A/S V 15 | Vestas.V27.225
570715000000091186 | 2010-07-01 | 25 | 15 | 18 | Vestas Wind Systems A/S | V 15 | 760 | Ringkøbing-Skjern | Land |  |  | 471572.67 | 6203473.26 | SDFE2018 |  | Vestas Wind Systems A/S V 15 | Vestas.V27.225
570715000000115523 | 2011-06-01 | 25 | 15 | 18 | Vestas Wind Systems A/S | V 15 | 760 | Ringkøbing-Skjern | Land |  |  | 462451.43 | 6206962.15 | SDFE2018 |  | Vestas Wind Systems A/S V 15 | Vestas.V27.225
570715000000497643 | 2012-09-20 | 25 | 15 | 17 | Vestas Wind Systems A/S | V 15 | 760 | Ringkøbing-Skjern | Land |  |  | 458628.13 | 6192151.12 | SDFE2018 |  | Vestas Wind Systems A/S V 15 | Vestas.V27.225
571313134402395191 | 2013-11-08 | 25 | 14 | 18 | Solid Wind Power A/S | SWP25-14TG20 | 760 | Ringkøbing-Skjern | Land |  |  | 456371.95 | 6183918.35 | SDFE2018 |  | Solid Wind Power A/S SWP25-14TG20 | Bonus.B23.150
571313134402407092 | 2015-05-13 | 25 | 14 | 18 | Solid Wind Power A/S | SWP25-14TG20 | 760 | Ringkøbing-Skjern | Land |  |  | 465809.97 | 6195040.38 | SDFE2018 |  | Solid Wind Power A/S SWP25-14TG20 | Bonus.B23.150
571313134402408532 | 2015-06-11 | 25 | 14 | 18 | Solid Wind Power A/S | SWP25-14TG20 | 760 | Ringkøbing-Skjern | Land |  |  | 457163.01 | 6184629.12 | SDFE2018 |  | Solid Wind Power A/S SWP25-14TG20 | Bonus.B23.150
571313134808005410 | 2013-09-04 | 25 | 13 | 18 | HSWind Aps | Viking 25 | 760 | Ringkøbing-Skjern | Land |  |  | 474202.46 | 6218112.62 | SDFE2018 |  | HSWind Aps Viking 25 | Bonus.B23.150
571313134808005618 | 2014-02-01 | 25 | 14 | 18 | Ukendt | Ukendt | 760 | Ringkøbing-Skjern | Land |  |  | 464832.73 | 6217439.14 | SDFE2018 |  | Ukendt Ukendt | 0
571313134808005717 | 2014-04-14 | 25 | 14 | 18 | Ukendt | Ukendt | 760 | Ringkøbing-Skjern | Land |  |  | 461957.17 | 6200877.59 | SDFE2018 |  | Ukendt Ukendt | 0
571313134808005816 | 2014-09-01 | 25 | 14 | 18 | Solid Wind Power A/S | SWP25-14TG20 | 760 | Ringkøbing-Skjern | Land |  |  | 472416.43 | 6224649.42 | SDFE2018 |  | Solid Wind Power A/S SWP25-14TG20 | Bonus.B23.150
571313134808006110 | 2014-11-26 | 25 | 14 | 18 | Solid Wind Power A/S | SWP25-14TG20 | 760 | Ringkøbing-Skjern | Land |  |  | 445337.81 | 6210775.15 | SDFE2018 |  | Solid Wind Power A/S SWP25-14TG20 | Bonus.B23.150
571313134808056818 | 2014-03-21 | 25 | 14 | 18 | Ukendt | Ukendt | 760 | Ringkøbing-Skjern | Land |  |  | 474724.1 | 6217616.3 | SDFE2018 |  | Ukendt Ukendt | 0
570715000001379290 | 2013-12-19 | 25 | 13 | 18 | HSWind Aps | Viking 25 | 773 | Morsø | Land |  |  | 482515.39 | 6303297.24 | SDFE2018 |  | HSWind Aps Viking 25 | Bonus.B23.150
570715000001379313 | 2013-12-19 | 25 | 13 | 18 | HSWind Aps | Viking 25 | 773 | Morsø | Land |  |  | 482229.63 | 6287429.05 | SDFE2018 |  | HSWind Aps Viking 25 | Bonus.B23.150
570715000001430175 | 2015-01-20 | 25 | 14 | 18 | Solid Wind Power A/S | SWP25-14TG20 | 773 | Morsø | Land |  |  | 479848.76 | 6301237.88 | SDFE2018 |  | Solid Wind Power A/S SWP25-14TG20 | Bonus.B23.150
571313113161611452 | 2014-12-22 | 25 | 14 | 18 | Solid Wind Power A/S | SWP25-14TG20 | 779 | Skive | Land |  |  | 498851.05 | 6287902.1 | SDFE2018 |  | Solid Wind Power A/S SWP25-14TG20 | Bonus.B23.150
571313174116625801 | 2015-10-08 | 25 | 13 | 18 | HSWind Aps | Viking 25 | 167 | Hvidovre | Land |  |  | 718462.36 | 6167832.23 | SDFE2018 |  | HSWind Aps Viking 25 | Bonus.B23.150
571313174116025533 | 2014-08-07 | 25 | 13 | 18 | HSWind Aps | Viking 25 | 217 | Helsingør | Land |  |  | 719252.15 | 6215807.46 | SDFE2018 |  | HSWind Aps Viking 25 | Bonus.B23.150
571313174116620486 | 2015-12-22 | 25 | 13 | 18 | HSWind Aps | Viking 25 | 219 | Hillerød | Land |  |  | 700808.52 | 6197559.68 | SDFE2018 |  | HSWind Aps Viking 25 | Bonus.B23.150
571313174116645441 | 2015-12-28 | 25 | 13 | 18 | HSWind Aps | Viking 25 | 219 | Hillerød | Land |  |  |  |  | Stamdata |  | HSWind Aps Viking 25 | Bonus.B23.150
571313179103045457 | 2022-01-14 | 25 | 13 | 18 | HSWind Aps | Viking 25 | 250 | Frederikssund | Land |  |  |  |  | Stamdata |  | HSWind Aps Viking 25 | Bonus.B23.150
570714700000005503 | 1985-11-21 | 25 | 15 | 18 | Vestas Wind Systems A/S | V 16 | 306 | Odsherred | Land |  |  | 663807.29 | 6195686.95 | SDFE2018 |  | Vestas Wind Systems A/S V 16 | Vestas.V27.225
570715000000123689 | 2011-09-19 | 25 | 13 | 25 | HSWind Aps | Viking 25 | 787 | Thisted | Land |  |  | 475408.43 | 6317249.48 | SDFE2018 |  | HSWind Aps Viking 25 | Bonus.B23.150
570715000001368379 | 2013-10-01 | 25 | 13 | 18 | HSWind Aps | Viking 25 | 787 | Thisted | Land |  |  | 466668.91 | 6292047.09 | SDFE2018 |  | HSWind Aps Viking 25 | Bonus.B23.150
570715000001368508 | 2013-09-19 | 25 | 13 | 18 | HSWind Aps | Viking 25 | 787 | Thisted | Land |  |  | 459579.45 | 6287560.71 | SDFE2018 |  | HSWind Aps Viking 25 | Bonus.B23.150
570715000001369659 | 2013-11-21 | 25 | 13 | 18 | HSWind Aps | Viking 25 | 787 | Thisted | Land |  |  | 460126.27 | 6290994.06 | SDFE2018 |  | HSWind Aps Viking 25 | Bonus.B23.150
570715000001369666 | 2013-11-21 | 25 | 13 | 18 | HSWind Aps | Viking 25 | 787 | Thisted | Land |  |  | 459982.13 | 6291754.82 | SDFE2018 |  | HSWind Aps Viking 25 | Bonus.B23.150
570715000001369673 | 2013-10-30 | 25 | 13 | 18 | HSWind Aps | Viking 25 | 787 | Thisted | Land |  |  |  |  | Stamdata |  | HSWind Aps Viking 25 | Bonus.B23.150
570715000001369680 | 2013-10-22 | 25 | 13 | 18 | HSWind Aps | Viking 25 | 787 | Thisted | Land |  |  | 456772.8 | 6292369.03 | SDFE2018 |  | HSWind Aps Viking 25 | Bonus.B23.150
570715000001379306 | 2013-12-19 | 25 | 13 | 18 | HSWind Aps | Viking 25 | 787 | Thisted | Land |  |  | 464888.4 | 6284290.17 | SDFE2018 |  | HSWind Aps Viking 25 | Bonus.B23.150
570715000001379320 | 2013-12-19 | 25 | 13 | 18 | HSWind Aps | Viking 25 | 787 | Thisted | Land |  |  | 455719.33 | 6293657.43 | SDFE2018 |  | HSWind Aps Viking 25 | Bonus.B23.150
570715000001382085 | 2013-12-30 | 25 | 13 | 18 | HSWind Aps | Viking 25 | 787 | Thisted | Land |  |  | 464334.91 | 6304519.85 | SDFE2018 |  | HSWind Aps Viking 25 | Bonus.B23.150
570715000001430151 | 2014-12-19 | 25 | 14 | 18 | Solid Wind Power A/S | SWP25-14TG20 | 787 | Thisted | Land |  |  | 461911.33 | 6285657.44 | SDFE2018 |  | Solid Wind Power A/S SWP25-14TG20 | Bonus.B23.150
570715000001439444 | 2015-03-24 | 25 | 14 | 18 | Solid Wind Power A/S | SWP25-14TG20 | 787 | Thisted | Land |  |  | 481837.11 | 6315854.82 | SDFE2018 |  | Solid Wind Power A/S SWP25-14TG20 | Bonus.B23.150
570715000001440112 | 2015-03-12 | 25 | 14 | 18 | Solid Wind Power A/S | SWP25-14TG20 | 787 | Thisted | Land |  |  |  |  | Stamdata |  | Solid Wind Power A/S SWP25-14TG20 | Bonus.B23.150
570715000001440174 | 2015-03-24 | 25 | 13 | 18 | HSWind Aps | Viking 25 | 787 | Thisted | Land |  |  | 461318.63 | 6286801.94 | SDFE2018 |  | HSWind Aps Viking 25 | Bonus.B23.150
570715000001444899 | 2015-05-06 | 25 | 14 | 18 | Solid Wind Power A/S | SWP25-14TG20 | 787 | Thisted | Land |  |  | 459915.94 | 6286366.4 | SDFE2018 |  | Solid Wind Power A/S SWP25-14TG20 | Bonus.B23.150
570715000001444905 | 2015-05-07 | 25 | 14 | 18 | Solid Wind Power A/S | SWP25-14TG20 | 787 | Thisted | Land |  |  | 459165.61 | 6285854.8 | SDFE2018 |  | Solid Wind Power A/S SWP25-14TG20 | Bonus.B23.150
570715000001445155 | 2015-05-05 | 25 | 14 | 18 | Solid Wind Power A/S | SWP25-14TG20 | 787 | Thisted | Land |  |  | 462194.23 | 6298346.59 | SDFE2018 |  | Solid Wind Power A/S SWP25-14TG20 | Bonus.B23.150
570715000001451293 | 2015-05-27 | 25 | 14 | 18 | Solid Wind Power A/S | SWP25-14TG20 | 787 | Thisted | Land |  |  | 484201.22 | 6316239.66 | SDFE2018 |  | Solid Wind Power A/S SWP25-14TG20 | Bonus.B23.150
570715000001467782 | 2015-07-28 | 25 | 14 | 18 | Solid Wind Power A/S | SWP25-14TG20 | 787 | Thisted | Land |  |  | 463399.45 | 6291345.59 | SDFE2018 |  | Solid Wind Power A/S SWP25-14TG20 | Bonus.B23.150
570715000001471581 | 2015-08-11 | 25 | 14 | 18 | Solid Wind Power A/S | SWP25-14TG20 | 787 | Thisted | Land |  |  |  |  | Stamdata |  | Solid Wind Power A/S SWP25-14TG20 | Bonus.B23.150
570715000001475183 | 2015-08-20 | 25 | 14 | 18 | Solid Wind Power A/S | SWP25-14TG20 | 787 | Thisted | Land |  |  | 469188.29 | 6311799.68 | SDFE2018 |  | Solid Wind Power A/S SWP25-14TG20 | Bonus.B23.150
570715000001489760 | 2015-11-27 | 25 | 14 | 18 | Solid Wind Power A/S | SWP25-14TG20 | 787 | Thisted | Land |  |  | 474980.21 | 6314817.12 | SDFE2018 |  | Solid Wind Power A/S SWP25-14TG20 | Bonus.B23.150
570715000001502964 | 2016-01-06 | 25 | 14 | 18 | Solid Wind Power A/S | SWP25-14TG20 | 787 | Thisted | Land |  |  | 484687.74 | 6318990.26 | SDFE2018 |  | Solid Wind Power A/S SWP25-14TG20 | Bonus.B23.150
570715000001516497 | 2016-05-03 | 25 | 14 | 18 | Solid Wind Power A/S | SWP25-14TG20 | 787 | Thisted | Land |  |  | 480883.58 | 6320868.24 | SDFE2018 |  | Solid Wind Power A/S SWP25-14TG20 | Bonus.B23.150
570715000001522429 | 2016-06-23 | 25 | 14 | 18 | Solid Wind Power A/S | SWP25-14TG20 | 787 | Thisted | Land |  |  |  |  | Stamdata |  | Solid Wind Power A/S SWP25-14TG20 | Bonus.B23.150
570715000001548719 | 2016-10-27 | 25 | 14 | 18 | Solid Wind Power A/S | SWP25-14TG20 | 787 | Thisted | Land |  |  |  |  | Stamdata |  | Solid Wind Power A/S SWP25-14TG20 | Bonus.B23.150
570715000001578839 | 2017-09-06 | 25 | 14 | 18 | Solid Wind Power A/S | SWP25-14TG20 | 787 | Thisted | Land |  |  |  |  | Stamdata |  | Solid Wind Power A/S SWP25-14TG20 | Bonus.B23.150
570715000001622143 | 2018-10-04 | 25 | 14 | 18 | Solid Wind Power A/S | SWP25-14TG20 | 787 | Thisted | Land |  |  |  |  | Stamdata |  | Solid Wind Power A/S SWP25-14TG20 | Bonus.B23.150
570715000001631749 | 2018-11-26 | 25 | 14 | 18 | Solid Wind Power A/S | SWP25-14TG20 | 787 | Thisted | Land |  |  |  |  | Stamdata |  | Solid Wind Power A/S SWP25-14TG20 | Bonus.B23.150
570715000001650429 | 2019-07-04 | 25 | 14 | 18 | Solid Wind Power A/S | SWP25-14TG20 | 787 | Thisted | Land |  |  |  |  | Stamdata |  | Solid Wind Power A/S SWP25-14TG20 | Bonus.B23.150
570715000001349514 | 2013-11-20 | 25 | 13 | 18 | HSWind Aps | Viking 25 | 813 | Frederikshavn | Land |  |  | 587851.11 | 6350674.93 | SDFE2018 |  | HSWind Aps Viking 25 | Bonus.B23.150
570715000001368492 | 2013-11-15 | 25 | 13 | 18 | HSWind Aps | Viking 25 | 813 | Frederikshavn | Land |  |  | 580182.45 | 6351605.65 | SDFE2018 |  | HSWind Aps Viking 25 | Bonus.B23.150
571313103103587792 | 2013-11-01 | 25 | 13 | 18 | HSWind Aps | Viking 25 | 813 | Frederikshavn | Land |  |  | 582496.19 | 6373779.89 | SDFE2018 |  | HSWind Aps Viking 25 | Bonus.B23.150
571313103190003106 | 2013-05-03 | 25 | 13 | 18 | HSWind Aps | Viking 25 | 813 | Frederikshavn | Land |  |  | 585532.88 | 6355426.55 | SDFE2018 |  | HSWind Aps Viking 25 | Bonus.B23.150
571313105100194065 | 2012-10-11 | 25 | 7 | 18 | Ukendt | Ukendt | 813 | Frederikshavn | Land |  |  |  |  | Stamdata |  | Ukendt Ukendt | 0
570715000001464828 | 2015-08-17 | 25 | 14 | 18 | Solid Wind Power A/S | SWP25-14TG20 | 840 | Rebild | Land |  |  |  |  | Stamdata |  | Solid Wind Power A/S SWP25-14TG20 | Bonus.B23.150
570715000001353344 | 2013-11-04 | 25 | 13 | 18 | HSWind Aps | Viking 25 | 846 | Mariagerfjord | Land |  |  | 550055.22 | 6291725.71 | SDFE2018 |  | HSWind Aps Viking 25 | Bonus.B23.150
570715000001442697 | 2015-05-21 | 25 | 14 | 18 | Solid Wind Power A/S | SWP25-14TG20 | 846 | Mariagerfjord | Land |  |  | 543611.32 | 6276202.59 | SDFE2018 |  | Solid Wind Power A/S SWP25-14TG20 | Bonus.B23.150
570715000001261014 | 2013-03-19 | 25 | 13 | 18 | Ukendt | Ukendt | 849 | Jammerbugt | Land |  |  | 527038.09 | 6334454.05 | SDFE2018 |  | Ukendt Ukendt | 0
570715000001393043 | 2013-09-17 | 25 | 13 | 18 | Ukendt | Ukendt | 849 | Jammerbugt | Land |  |  | 539297.99 | 6332027.2 | SDFE2018 |  | Ukendt Ukendt | 0
570715000001402400 | 2014-06-19 | 25 | 13 | 18 | Ukendt | Ukendt | 849 | Jammerbugt | Land |  |  | 513425.64 | 6325637.96 | SDFE2018 |  | Ukendt Ukendt | 0
570715000001421616 | 2014-11-27 | 25 | 13 | 18 | HSWind Aps | Viking 25 | 849 | Jammerbugt | Land |  |  |  |  | Stamdata |  | HSWind Aps Viking 25 | Bonus.B23.150
570715000001481832 | 2015-10-21 | 25 | 14 | 18 | Solid Wind Power A/S | SWP25-14TG20 | 849 | Jammerbugt | Land |  |  | 545535.86 | 6348946.16 | SDFE2018 |  | Solid Wind Power A/S SWP25-14TG20 | Bonus.B23.150
570715000001513298 | 2016-04-19 | 25 | 14 | 18 | Solid Wind Power A/S | SWP25-14TG20 | 849 | Jammerbugt | Land |  |  |  |  | Stamdata |  | Solid Wind Power A/S SWP25-14TG20 | Bonus.B23.150
570715000001367815 | 2013-10-10 | 25 | 13 | 18 | HSWind Aps | Viking 25 | 851 | Ålborg | Land |  |  | 539926.54 | 6311665.25 | SDFE2018 |  | HSWind Aps Viking 25 | Bonus.B23.150
570715000001443601 | 2015-04-07 | 25 | 13 | 18 | HSWind Aps | Viking 25 | 851 | Ålborg | Land |  |  | 550525.16 | 6318872.93 | SDFE2018 |  | HSWind Aps Viking 25 | Bonus.B23.150
570715000001361394 | 2013-08-31 | 25 | 13 | 18 | HSWind Aps | Viking 25 | 860 | Hjørring | Land |  |  | 567914.88 | 6364745.08 | SDFE2018 |  | HSWind Aps Viking 25 | Bonus.B23.150
570715000001388957 | 2013-10-26 | 25 | 13 | 18 | HSWind Aps | Viking 25 | 860 | Hjørring | Land |  |  |  |  | Stamdata |  | HSWind Aps Viking 25 | Bonus.B23.150
570715000001391001 | 2013-11-07 | 25 | 13 | 18 | Ukendt | Ukendt | 860 | Hjørring | Land |  |  | 563629.2 | 6353004.06 | SDFE2018 |  | Ukendt Ukendt | 0
570715000001393661 | 2014-01-08 | 25 | 13 | 18 | HSWind Aps | Viking 25 | 860 | Hjørring | Land |  |  | 556769.07 | 6381481.87 | SDFE2018 |  | HSWind Aps Viking 25 | Bonus.B23.150
570715000001393685 | 2014-01-16 | 25 | 13 | 18 | HSWind Aps | Viking 25 | 860 | Hjørring | Land |  |  | 564433.29 | 6361789.88 | SDFE2018 |  | HSWind Aps Viking 25 | Bonus.B23.150
570715000001393944 | 2013-10-23 | 25 | 13 | 18 | HSWind Aps | Viking 25 | 860 | Hjørring | Land |  |  | 565041.19 | 6381600.25 | SDFE2018 |  | HSWind Aps Viking 25 | Bonus.B23.150
570715000001591692 | 2017-12-19 | 25 | 14 | 18 | Solid Wind Power A/S | SWP25-14TG20 | 860 | Hjørring | Land |  |  |  |  | Stamdata |  | Solid Wind Power A/S SWP25-14TG20 | Bonus.B23.150
571313102390342602 | 2018-12-05 | 25 | 14 | 18 | Solid Wind Power A/S | SWP25-14TG20 | 860 | Hjørring | Land |  |  |  |  | Stamdata |  | Solid Wind Power A/S SWP25-14TG20 | Bonus.B23.150
570715000000040092 | 1978-09-04 | 23 | 12 | 18 | Ukendt | Ukendt | 760 | Ringkøbing-Skjern | Land |  |  | 475776.14 | 6212697.13 | SDFE2018 |  | Ukendt Ukendt | 0
570714700000006340 | 1987-07-02 | 22 | 10.8 | 24 | Ukendt | Ukendt | 330 | Slagelse | Land |  |  | 649815.33 | 6137389.35 | SDFE2018 |  | Ukendt Ukendt | 0
570714700000006364 | 1996-03-08 | 22 | 11 | 18 | Nordtank | NTK 22 | 330 | Slagelse | Land |  |  | 639468.63 | 6138272.26 | SDFE2018 |  | Nordtank NTK 22 | Nordex.N27.150
571313155200157040 | 1981-03-02 | 22 | 10 | 18 | Ukendt | Ukendt | 430 | Faaborg-Midtfyn | Land |  |  | 570662.91 | 6106459.75 | SDFE2018 |  | Ukendt Ukendt | 0
570715000000047350 | 1984-04-12 | 22 | 10 | 18.5 | Ukendt | Ukendt | 550 | Tønder | Land |  |  | 478728.62 | 6105420.3 | SDFE2018 |  | Ukendt Ukendt | 0
570715000000032783 | 1979-11-09 | 22 | 0.1 | 0.1 | Ukendt | Ukendt | 573 | Varde | Land |  |  | 456435.26 | 6168337.22 | SDFE2018 |  | Ukendt Ukendt | 0
570715000000036026 | 1982-06-15 | 22 | 10 | 18 | Ukendt | Ukendt | 661 | Holstebro | Land |  |  | 483320.92 | 6249666.27 | SDFE2018 |  | Ukendt Ukendt | 0
570715000000089121 | 2010-03-13 | 22 | 10.5 | 19 | Kongsted | NTV 22/7,5 | 707 | Norddjurs | Land |  |  | 609467.98 | 6247068.54 | SDFE2018 |  | Kongsted NTV 22/7,5 | 0
570715000000083662 | 2008-06-12 | 22 | 10.5 | 18 | Ukendt | Ukendt | 741 | Samsø | Land |  |  | 597971.13 | 6185157.49 | SDFE2018 |  | Ukendt Ukendt | 0
570715000000023781 | 1998-11-04 | 22 | 10 | 18 | Nordtank | NTK 22/30 | 751 | Århus | Land |  |  | 575835.63 | 6208744.97 | SDFE2018 |  | Nordtank NTK 22/30 | Nordex.N27.150
570715000000039874 | 1981-03-01 | 22 | 12 | 19 | Vestas Wind Systems A/S | V 12 | 760 | Ringkøbing-Skjern | Land |  |  | 476353.61 | 6206515.51 | SDFE2018 |  | Vestas Wind Systems A/S V 12 | Vestas.V27.225
570715000000078095 | 2004-07-08 | 22 | 15 | 18 | Vestas Wind Systems A/S | V 15 | 760 | Ringkøbing-Skjern | Land |  |  | 483889.8 | 6216847.28 | SDFE2018 |  | Vestas Wind Systems A/S V 15 | Vestas.V27.225
570715000000084690 | 2008-11-13 | 22 | 15 | 18 | Vestas Wind Systems A/S | V 15 | 760 | Ringkøbing-Skjern | Land |  |  | 477758.9 | 6208813.96 | SDFE2018 |  | Vestas Wind Systems A/S V 15 | Vestas.V27.225
570715000000084706 | 2008-10-01 | 22 | 15 | 18 | Vestas Wind Systems A/S | V 55-15 | 760 | Ringkøbing-Skjern | Land |  |  | 476585.74 | 6208156.71 | SDFE2018 |  | Vestas Wind Systems A/S V 55-15 | Vestas.V29.225
570715000000015755 | 1982-04-21 | 22 | 10 | 20.5 | Nordtank | NTK 22 | 779 | Skive | Land |  |  | 489643.56 | 6275677.44 | SDFE2018 |  | Nordtank NTK 22 | Nordex.N27.150
570715000000029714 | 1981-05-15 | 22 | 10 | 18.5 | Ukendt | Ukendt | 787 | Thisted | Land |  |  |  |  | Stamdata |  | Ukendt Ukendt | 0
570714700000005893 | 1981-02-19 | 22 | 10 | 18 | Ukendt | Ukendt | 306 | Odsherred | Land |  |  | 650683.59 | 6203465 | SDFE2018 |  | Ukendt Ukendt | 0
570714700000005916 | 1981-01-22 | 22 | 10 | 18 | Ukendt | Ukendt | 306 | Odsherred | Land |  |  | 650758.84 | 6204032.22 | SDFE2018 |  | Ukendt Ukendt | 0
571313186000124581 | 2012-04-18 | 20 | 8 | 13 | Ropatec | Big Star Vertikal | 751 | Århus | Land |  |  |  |  | Stamdata |  | Ropatec Big Star Vertikal | 0
570715000000021411 | 1979-01-02 | 19 | 10 | 20 | Odder | 18 SP | 706 | Syddjurs | Land |  |  | 588658.42 | 6245121.93 | SDFE2018 |  | Odder 18 SP | 0
570714700000006623 | 1981-08-03 | 18.5 | 11 | 18 | Ukendt | Ukendt | 320 | Faxe | Land |  |  | 703099.59 | 6130910.74 | SDFE2018 |  | Ukendt Ukendt | 0
570714700000006401 | 1988-03-23 | 18.5 | 10.8 | 18.6 | Ukendt | Ukendt | 326 | Kalundborg | Land |  |  | 630131.59 | 6198811.6 | SDFE2018 |  | Ukendt Ukendt | 0
570715000000027468 | 1981-10-07 | 18.5 | 11 | 20 | Ukendt | Ukendt | 410 | Middelfart | Land |  |  | 551498.6 | 6154136.57 | GST, 18-02-2013 |  | Ukendt Ukendt | 0
570715000000026805 | 1990-08-01 | 18.5 | 10.2 | 19 | Ukendt | Ukendt | 760 | Ringkøbing-Skjern | Land |  |  | 478276.14 | 6216133.34 | SDFE2018 |  | Ukendt Ukendt | 0
570715000000040085 | 1982-03-09 | 18.5 | 11 | 17.5 | Ukendt | Ukendt | 760 | Ringkøbing-Skjern | Land |  |  | 476757.78 | 6214914 | SDFE2018 |  | Ukendt Ukendt | 0
570714700000007323 | 1986-12-01 | 18 | 11 | 18 | Ukendt | Ukendt | 330 | Slagelse | Land |  |  | 642484.55 | 6123958.79 | SDFE2018 |  | Ukendt Ukendt | 0
570714700000014109 | 2000-05-09 | 18 | 10.8 | 18 | Kuriant | KE 18/4 | 336 | Stevns | Land |  |  | 714070.85 | 6132726.57 | SDFE2018 |  | Kuriant KE 18/4 | 0
570714700000011658 | 1989-03-11 | 18 | 10.4 | 25 | Ukendt | Ukendt | 400 | Bornholm | Land |  |  | 873847.3 | 6120596.63 | SDFE2018 |  | Ukendt Ukendt | 0
571313135300608116 | 2015-09-24 | 18 | 10.8 | 18.5 | Ukendt | Ukendt | 657 | Herning | Land |  |  |  |  | Stamdata |  | Ukendt Ukendt | 0
570715000000036002 | 1981-02-15 | 18 | 10.8 | 19 | Ukendt | Ukendt | 661 | Holstebro | Land |  |  | 482887.79 | 6256233.94 | SDFE2018 |  | Ukendt Ukendt | 0
571313113161554032 | 2013-08-20 | 18 | 10 | 18 | Kuriant | KE 18 | 740 | Silkeborg | Land |  |  |  |  | Stamdata |  | Kuriant KE 18 | 0
570715000000063077 | 2003-11-23 | 18 | 11 | 18 | Ukendt | Ukendt | 741 | Samsø | Land |  |  | 602234.56 | 6184239.17 | SDFE2018 |  | Ukendt Ukendt | 0
570715000000005046 | 1983-10-10 | 18 | 11 | 24 | Ukendt | Ukendt | 787 | Thisted | Land |  |  | 476967.93 | 6308218.73 | SDFE2018 |  | Ukendt Ukendt | 0
570715000000003066 | 1988-02-01 | 18 | 0.1 | 0.1 | Ukendt | Ukendt | 813 | Frederikshavn | Land |  |  | 582779.86 | 6357949.05 | SDFE2018 |  | Ukendt Ukendt | 0
570714700000006579 | 1982-04-01 | 15 | 11 | 18 | POULSEN | TYPE 2 | 330 | Slagelse | Land |  |  | 647193.81 | 6123742.29 | SDFE2018 |  | POULSEN TYPE 2 | 0
570715000000054266 | 1982-02-03 | 15 | 10 | 18 | Ukendt | Ukendt | 420 | Assens | Land |  |  | 569380.51 | 6125339 | SDFE2018 |  | Ukendt Ukendt | 0
570715000000052941 | 1982-10-01 | 15 | 10.8 | 18 | Ukendt | Ukendt | 480 | Nordfyns | Land |  |  | 572651.25 | 6155158.48 | GST, 18-02-2013 |  | Ukendt Ukendt | 0
570715000000015779 | 1983-05-27 | 15 | 10 | 18.5 | Ukendt | Ukendt | 661 | Holstebro | Land |  |  | 488354.92 | 6266068.74 | SDFE2018 |  | Ukendt Ukendt | 0
570715000000040108 | 1984-10-11 | 15 | 18 | 18 | Kuriant | KE 15 | 760 | Ringkøbing-Skjern | Land |  |  | 476407.94 | 6214332.07 | SDFE2018 |  | Kuriant KE 15 | 0
570715000000088926 | 2010-02-01 | 15 | 11 | 18 | Ukendt | Ukendt | 760 | Ringkøbing-Skjern | Land |  |  |  |  | Stamdata |  | Ukendt Ukendt | 0
570715000000006364 | 1982-02-03 | 15 | 11 | 18 | Bosted | 18-Bosted | 851 | Ålborg | Land |  |  | 547693.65 | 6314261.88 | SDFE2018 |  | Bosted 18-Bosted | 0
570715000000137389 | 2011-10-26 | 12 | 13 | 18 | Ukendt | Ukendt | 320 | Faxe | Land |  |  | 681788.9 | 6132066.19 | SDFE2018 |  | Ukendt Ukendt | 0
570715000000022852 | 1998-06-17 | 12 | 13 | 18 | Ukendt | Ukendt | 706 | Syddjurs | Land |  |  | 589085.03 | 6240050.13 | SDFE2018 |  | Ukendt Ukendt | 0
570715000000022869 | 1998-10-22 | 12 | 13 | 18 | Ukendt | Ukendt | 751 | Århus | Land |  |  | 577673.09 | 6236698.11 | SDFE2018 |  | Ukendt Ukendt | 0
570715000000148798 | 2011-07-07 | 12 | 8.5 | 15 | Ukendt | Ukendt | 270 | Gribskov | Land |  |  | 708033.27 | 6222715.26 | SDFE2018 |  | Ukendt Ukendt | 0
571313174115835881 | 2012-02-21 | 12 | 8.5 | 15 | Ecowind | Proven P35-2 | 270 | Gribskov | Land |  |  |  |  | Stamdata |  | Ecowind Proven P35-2 | 0
570714700000013263 | 2000-03-14 | 11 | 13 | 18.2 | Ukendt | Ukendt | 306 | Odsherred | Land |  |  | 660688.03 | 6195253.99 | SDFE2018 |  | Ukendt Ukendt | 0
570714700000014130 | 2000-05-10 | 11 | 13 | 18.2 | Ukendt | Ukendt | 320 | Faxe | Land |  |  | 698826.42 | 6134593.08 | SDFE2018 |  | Ukendt Ukendt | 0
571313174000650629 | 2012-08-01 | 11 | 13 | 18.3 | Ukendt | Ukendt | 320 | Faxe | Land |  |  | 690782.17 | 6135836.36 | SDFE2018 |  | Ukendt Ukendt | 0
570714700000011191 | 1998-03-13 | 11 | 11 | 18 | Ukendt | Ukendt | 326 | Kalundborg | Land |  |  | 642764.25 | 6156260.06 | SDFE2018 |  | Ukendt Ukendt | 0
570715000000109225 | 2011-01-29 | 11 | 13 | 18 | Ukendt | Ukendt | 326 | Kalundborg | Land |  |  | 622983.8 | 6179201.32 | SDFE2018 |  | Ukendt Ukendt | 0
570715000000115486 | 2011-03-01 | 11 | 13 | 18.3 | Gaia-Wind Ltd | HB 101 | 326 | Kalundborg | Land |  |  | 641745.85 | 6150638.47 | SDFE2018 |  | Gaia-Wind Ltd HB 101 | 0
571313174000823672 | 2014-12-18 | 11 | 13 | 18 | Ukendt | Ukendt | 326 | Kalundborg | Land |  |  | 645057.58 | 6165876.86 | SDFE2018 |  | Ukendt Ukendt | 0
570714700000014086 | 1999-09-01 | 11 | 13 | 18.2 | Ukendt | Ukendt | 330 | Slagelse | Land |  |  | 639855.73 | 6133026.96 | SDFE2018 |  | Ukendt Ukendt | 0
570714700000014208 | 2001-08-27 | 11 | 13 | 18 | Ukendt | Ukendt | 330 | Slagelse | Land |  |  | 640628.65 | 6132706.85 | SDFE2018 |  | Ukendt Ukendt | 0
570714700000014062 | 1999-03-31 | 11 | 13 | 18.3 | Ukendt | Ukendt | 336 | Stevns | Land |  |  | 714076.79 | 6133656.89 | SDFE2018 |  | Ukendt Ukendt | 0
570714700000014123 | 1999-10-14 | 11 | 13 | 18 | Ukendt | Ukendt | 336 | Stevns | Land |  |  | 713467.98 | 6131619.89 | SDFE2018 |  | Ukendt Ukendt | 0
570714700000014147 | 2000-11-07 | 11 | 16 | 18.3 | Ukendt | Ukendt | 336 | Stevns | Land |  |  | 710412.44 | 6140036.76 | SDFE2018 |  | Ukendt Ukendt | 0
570715000000084454 | 2008-08-08 | 11 | 13 | 18 | Ukendt | Ukendt | 340 | Sorø | Land |  |  | 662512.68 | 6155957.06 | SDFE2018 |  | Ukendt Ukendt | 0
570714700000004766 | 1999-04-19 | 11 | 13 | 18 | Ukendt | Ukendt | 350 | Lejre | Land |  |  | 681692.29 | 6170711.51 | SDFE2018 |  | Ukendt Ukendt | 0
571313174000610517 | 2012-04-23 | 11 | 13 | 18.5 | Ukendt | Ukendt | 360 | Lolland | Land |  |  | 635114.22 | 6082732.67 | SDFE2018 |  | Ukendt Ukendt | 0
570714700000014116 | 1999-11-12 | 11 | 13 | 18.2 | Ukendt | Ukendt | 370 | Næstved | Land |  |  | 682070.67 | 6126802.14 | SDFE2018 |  | Ukendt Ukendt | 0
570714700000014154 | 2000-09-20 | 11 | 13 | 18.3 | Ukendt | Ukendt | 370 | Næstved | Land |  |  | 684275.5 | 6126591.95 | SDFE2018 |  | Ukendt Ukendt | 0
570714700000103414 | 2002-01-16 | 11 | 13 | 18 | Ukendt | Ukendt | 370 | Næstved | Land |  |  | 660683 | 6133740.16 | SDFE2018 |  | Ukendt Ukendt | 0
570715000000087233 | 2008-12-01 | 11 | 13 | 18 | Ukendt | Ukendt | 376 | Guldborgsund | Land |  |  | 691680.99 | 6071032.14 | SDFE2018 |  | Ukendt Ukendt | 0
571313174000741051 | 2012-12-28 | 11 | 13 | 18.3 | Ukendt | Ukendt | 376 | Guldborgsund | Land |  |  | 693933.81 | 6072322.91 | SDFE2018 |  | Ukendt Ukendt | 0
570714700000014055 | 1998-08-07 | 11 | 13 | 18.3 | Ukendt | Ukendt | 390 | Vordingborg | Land |  |  | 700245.78 | 6100914.35 | SDFE2018 |  | Ukendt Ukendt | 0
570715000000125850 | 2011-08-30 | 11 | 13 | 18 | Ukendt | Ukendt | 390 | Vordingborg | Land |  |  | 709932.32 | 6094020.31 | SDFE2018 |  | Ukendt Ukendt | 0
570714700000013027 | 1999-12-22 | 11 | 13 | 18.2 | Ukendt | Ukendt | 400 | Bornholm | Land |  |  | 887346.13 | 6128266.72 | SDFE2018 |  | Ukendt Ukendt | 0
571313154317654619 | 2012-02-03 | 11 | 13 | 18.2 | Ukendt | Ukendt | 420 | Assens | Land |  |  | 562804.39 | 6140882.21 | SDFE2018 |  | Ukendt Ukendt | 0
570715000000064937 | 2002-12-31 | 11 | 13 | 18.2 | Ukendt | Ukendt | 430 | Faaborg-Midtfyn | Land |  |  | 587622.98 | 6128216.52 | SDFE2018 |  | Ukendt Ukendt | 0
570715000000052859 | 1996-10-31 | 11 | 13 | 18.2 | Ukendt | Ukendt | 480 | Nordfyns | Land |  |  | 587092.86 | 6151117.87 | SDFE2018 |  | Ukendt Ukendt | 0
570715000000050893 | 1996-08-21 | 11 | 13 | 18 | Ukendt | Ukendt | 510 | Haderslev | Land |  |  | 534868.86 | 6118942.58 | SDFE2018 |  | Ukendt Ukendt | 0
570715000000107115 | 2011-03-21 | 11 | 13 | 18 | Ukendt | Ukendt | 540 | Sønderborg | Land |  |  | 546249.28 | 6091477.34 | SDFE2018 |  | Ukendt Ukendt | 0
570715000000458323 | 2012-11-26 | 11 | 13 | 18.3 | Ukendt | Ukendt | 540 | Sønderborg | Land |  |  | 546868.04 | 6087470.35 | SDFE2018 |  | Ukendt Ukendt | 0
570715000000034053 | 1996-09-04 | 11 | 13 | 18 | Swinger | T 202 | 573 | Varde | Land |  |  | 484859.53 | 6174499.67 | SDFE2018 |  | Swinger T 202 | 0
570715000000034572 | 1997-11-05 | 11 | 13 | 18 | Gaia-Wind Ltd | Kolibri 11-Gaia-Wind | 573 | Varde | Land |  |  | 482375.24 | 6161351.96 | SDFE2018 |  | Gaia-Wind Ltd Kolibri 11-Gaia-Wind | 0
570715000000035524 | 1999-05-20 | 11 | 13 | 18 | Ukendt | Ukendt | 573 | Varde | Land |  |  | 456673.08 | 6177974.38 | SDFE2018 |  | Ukendt Ukendt | 0
570715000000088919 | 2009-12-17 | 11 | 0 | 18 | Ukendt | Ukendt | 573 | Varde | Land |  |  | 476813.02 | 6177419.87 | SDFE2018 |  | Ukendt Ukendt | 0
570715000000024450 | 2000-05-05 | 11 | 13 | 18 | Ukendt | Ukendt | 575 | Vejen | Land |  |  | 515239.16 | 6154032.33 | SDFE2018 |  | Ukendt Ukendt | 0
570715000000050053 | 1996-12-12 | 11 | 13 | 18 | Gaia-Wind Ltd | Gaia 11 T202 | 580 | Aabenraa | Land |  |  | 518443.13 | 6081950.64 | SDFE2018 |  | Gaia-Wind Ltd Gaia 11 T202 | 0
570715000000025747 | 1998-05-29 | 11 | 13 | 18 | Ukendt | Ukendt | 630 | Vejle | Land |  |  | 517378.38 | 6190242.23 | SDFE2018 |  | Ukendt Ukendt | 0
570715000000026829 | 1997-06-13 | 11 | 13 | 18.2 | Ukendt | Ukendt | 630 | Vejle | Land |  |  | 525401.13 | 6182087.61 | SDFE2018 |  | Ukendt Ukendt | 0
571313113161273490 | 2012-08-10 | 11 | 13 | 18 | Ukendt | Ukendt | 630 | Vejle | Land |  |  | 531478.67 | 6186527.75 | SDFE2018 |  | Ukendt Ukendt | 0
570715000000039393 | 2000-04-20 | 11 | 13 | 18 | Ukendt | Ukendt | 657 | Herning | Land |  |  | 476253.12 | 6237721.89 | SDFE2018 |  | Ukendt Ukendt | 0
570715000000018381 | 1999-08-09 | 11 | 13 | 18 | Ukendt | Ukendt | 661 | Holstebro | Land |  |  | 489237.32 | 6266370.05 | SDFE2018 |  | Ukendt Ukendt | 0
570715000000038754 | 1999-12-15 | 11 | 13 | 18 | Ukendt | Ukendt | 661 | Holstebro | Land |  |  | 470908.56 | 6252237.62 | SDFE2018 |  | Ukendt Ukendt | 0
570715000000038785 | 1998-08-27 | 11 | 13 | 18 | Ukendt | Ukendt | 661 | Holstebro | Land |  |  | 471974.47 | 6242056.21 | SDFE2018 |  | Ukendt Ukendt | 0
570715000000038877 | 1999-10-15 | 11 | 13 | 18.3 | Ukendt | Ukendt | 661 | Holstebro | Land |  |  | 483423.84 | 6256424.54 | SDFE2018 |  | Ukendt Ukendt | 0
570715000000040139 | 2000-12-18 | 11 | 13 | 18 | Ukendt | Ukendt | 661 | Holstebro | Land |  |  | 458488.04 | 6241997.91 | SDFE2018 |  | Ukendt Ukendt | 0
570715000000043581 | 2000-07-01 | 11 | 13 | 18.2 | Ukendt | Ukendt | 661 | Holstebro | Land |  |  | 488711.57 | 6262094.67 | SDFE2018 |  | Ukendt Ukendt | 0
570715000000080821 | 2006-10-13 | 11 | 13 | 18.2 | Ukendt | Ukendt | 661 | Holstebro | Land |  |  | 470423.5 | 6252410.18 | SDFE2018 |  | Ukendt Ukendt | 0
570715000000084584 | 2008-09-23 | 11 | 13 | 18 | Ukendt | Ukendt | 661 | Holstebro | Land |  |  | 454003.12 | 6236261.96 | SDFE2018 |  | Ukendt Ukendt | 0
570715000000037580 | 1995-11-13 | 11 | 12 | 18 | Ukendt | Ukendt | 671 | Struer | Land |  |  | 473671.42 | 6257655 | SDFE2018 |  | Ukendt Ukendt | 0
570715000000038761 | 1998-05-28 | 11 | 13 | 18.2 | Ukendt | Ukendt | 671 | Struer | Land |  |  | 475920.31 | 6254782.62 | SDFE2018 |  | Ukendt Ukendt | 0
570715000000038778 | 1998-08-12 | 11 | 13 | 18.2 | Ukendt | Ukendt | 671 | Struer | Land |  |  | 475231.65 | 6256028.72 | SDFE2018 |  | Ukendt Ukendt | 0
570715000000038860 | 1999-05-18 | 11 | 13 | 18.3 | Ukendt | Ukendt | 671 | Struer | Land |  |  | 474143.68 | 6257504.64 | SDFE2018 |  | Ukendt Ukendt | 0
570715000000117848 | 2011-06-27 | 11 | 13 | 18 | Ukendt | Ukendt | 671 | Struer | Land |  |  | 472442.59 | 6265395.11 | SDFE2018 |  | Ukendt Ukendt | 0
570715000000021626 | 1997-03-20 | 11 | 13 | 18 | Ukendt | Ukendt | 706 | Syddjurs | Land |  |  | 606179.88 | 6224588.14 | SDFE2018 |  | Ukendt Ukendt | 0
570715000000084294 | 2008-06-18 | 11 | 13 | 18.2 | WEG | 11 kW | 706 | Syddjurs | Land |  |  | 592727.66 | 6233137.87 | SDFE2018 |  | WEG 11 kW | 0
570715000000420979 | 2012-08-02 | 11 | 13 | 18 | Ukendt | Ukendt | 707 | Norddjurs | Land |  |  | 608454.1 | 6257178.14 | SDFE2018 |  | Ukendt Ukendt | 0
570715000000015106 | 1997-11-19 | 11 | 12 | 18 | Ukendt | Ukendt | 710 | Favrskov | Land |  |  | 549573.29 | 6233433.76 | SDFE2018 |  | Ukendt Ukendt | 0
570715000000089305 | 2010-04-28 | 11 | 13 | 18 | Ukendt | Ukendt | 710 | Favrskov | Land |  |  | 548697.2 | 6252537.3 | SDFE2018 |  | Ukendt Ukendt | 0
570715000000132544 | 2011-10-25 | 11 | 13 | 18 | Ukendt | Ukendt | 710 | Favrskov | Land |  |  | 548803.78 | 6239037.73 | SDFE2018 |  | Ukendt Ukendt | 0
570715000000088940 | 2010-01-01 | 11 | 13 | 18 | Ukendt | Ukendt | 727 | Odder | Land |  |  | 574766.06 | 6202862.38 | SDFE2018 |  | Ukendt Ukendt | 0
570715000000019432 | 1996-04-30 | 11 | 12.8 | 12 | Dansk Vindkraft Service | D22/12,8 | 730 | Randers | Land |  |  | 556466.69 | 6264035.04 | SDFE2018 |  | Dansk Vindkraft Service D22/12,8 | 0
570715000000020612 | 2000-04-15 | 11 | 13 | 24 | Gaia-Wind Ltd | Gaia 11 | 730 | Randers | Land |  |  | 557995.48 | 6270201.05 | SDFE2018 |  | Gaia-Wind Ltd Gaia 11 | 0
570715000000023774 | 1997-11-12 | 11 | 13 | 18 | Ukendt | Ukendt | 730 | Randers | Land |  |  | 563191.81 | 6262969.11 | SDFE2018 |  | Ukendt Ukendt | 0
571313114900728189 | 2013-12-23 | 11 | 13 | 18.2 | Ukendt | Ukendt | 730 | Randers | Land |  |  | 565563.65 | 6250280.86 | SDFE2018 |  | Ukendt Ukendt | 0
570715000000064630 | 2004-05-01 | 11 | 13 | 18 | Ukendt | Ukendt | 740 | Silkeborg | Land |  |  | 530534.15 | 6230765.03 | SDFE2018 |  | Ukendt Ukendt | 0
570715000000091285 | 2010-07-30 | 11 | 13 | 18 | Ukendt | Ukendt | 740 | Silkeborg | Land |  |  | 528956.57 | 6218737.22 | SDFE2018 |  | Ukendt Ukendt | 0
570715000000111280 | 2010-12-02 | 11 | 13 | 18 | Ukendt | Ukendt | 740 | Silkeborg | Land |  |  | 525759.68 | 6233488.02 | SDFE2018 |  | Ukendt Ukendt | 0
570715000000138171 | 2011-10-24 | 11 | 13 | 18 | Ukendt | Ukendt | 740 | Silkeborg | Land |  |  | 523676.85 | 6232912.4 | SDFE2018 |  | Ukendt Ukendt | 0
570715000000144110 | 2011-06-28 | 11 | 13 | 18.2 | WEG | 11 kW | 740 | Silkeborg | Land |  |  | 548288.94 | 6227572.61 | SDFE2018 |  | WEG 11 kW | 0
570715000000158827 | 2011-12-13 | 11 | 13 | 19 | Ukendt | Ukendt | 740 | Silkeborg | Land |  |  | 529244.2 | 6231229.42 | SDFE2018 |  | Ukendt Ukendt | 0
570715000000022890 | 1999-04-28 | 11 | 13 | 18.3 | Ukendt | Ukendt | 741 | Samsø | Land |  |  | 599931.88 | 6189582.96 | SDFE2018 |  | Ukendt Ukendt | 0
570715000000058059 | 2002-03-29 | 11 | 12 | 18.5 | Ukendt | Ukendt | 751 | Århus | Land |  |  | 579074.76 | 6237801.91 | SDFE2018 |  | Ukendt Ukendt | 0
570715000000088476 | 2009-10-01 | 11 | 13 | 18 | Ukendt | Ukendt | 751 | Århus | Land |  |  | 570697.09 | 6209403.56 | SDFE2018 |  | Ukendt Ukendt | 0
570715000000025426 | 1998-11-17 | 11 | 13 | 18 | Ukendt | Ukendt | 756 | Ikast-Brande | Land |  |  | 521958.51 | 6203850.37 | SDFE2018 |  | Ukendt Ukendt | 0
570715000000025730 | 1997-06-12 | 11 | 13 | 18 | Ukendt | Ukendt | 756 | Ikast-Brande | Land |  |  | 520758.98 | 6203579.68 | SDFE2018 |  | Ukendt Ukendt | 0
570715000000123092 | 2011-08-01 | 11 | 13 | 18 | Ukendt | Ukendt | 756 | Ikast-Brande | Land |  |  | 527891.88 | 6203757.48 | SDFE2018 |  | Ukendt Ukendt | 0
570715000000160417 | 2011-12-15 | 11 | 13 | 18.2 | Ukendt | Ukendt | 756 | Ikast-Brande | Land |  |  | 513522.16 | 6221666.02 | SDFE2018 |  | Ukendt Ukendt | 0
570715000001374141 | 2014-08-21 | 11 | 13 | 18.2 | Ukendt | Ukendt | 756 | Ikast-Brande | Land |  |  |  |  | Stamdata |  | Ukendt Ukendt | 0
570715000000034350 | 1996-10-11 | 11 | 13 | 18 | Ukendt | Ukendt | 760 | Ringkøbing-Skjern | Land |  |  | 462033.58 | 6185654.57 | SDFE2018 |  | Ukendt Ukendt | 0
570715000000083259 | 2007-11-01 | 11 | 13 | 18 | Ukendt | Ukendt | 760 | Ringkøbing-Skjern | Land |  |  | 457840.79 | 6212245.38 | SDFE2018 |  | Ukendt Ukendt | 0
570715000000026843 | 1997-08-29 | 11 | 13 | 18.2 | Ukendt | Ukendt | 766 | Hedensted | Land |  |  | 532733.59 | 6182965.22 | SDFE2018 |  | Ukendt Ukendt | 0
570715000000083280 | 2007-11-21 | 11 | 13 | 18.2 | Ukendt | Ukendt | 766 | Hedensted | Land |  |  | 539201.3 | 6194448.56 | SDFE2018 |  | Ukendt Ukendt | 0
570715000000083389 | 2007-12-25 | 11 | 13 | 18.2 | Ukendt | Ukendt | 766 | Hedensted | Land |  |  | 535811.09 | 6190240.91 | SDFE2018 |  | Ukendt Ukendt | 0
570715000000084195 | 2008-06-16 | 11 | 13 | 18.2 | WEG | 11 kW | 766 | Hedensted | Land |  |  | 554906.33 | 6178792.44 | SDFE2018 |  | WEG 11 kW | 0
570715000000028809 | 2000-06-13 | 11 | 13 | 15 | Ukendt | Ukendt | 773 | Morsø | Land |  |  | 479332.56 | 6300726.93 | SDFE2018 |  | Ukendt Ukendt | 0
571313113161549274 | 2013-06-21 | 11 | 13 | 18 | Ukendt | Ukendt | 779 | Skive | Land |  |  |  |  | Stamdata |  | Ukendt Ukendt | 0
570714700000105890 | 2003-04-14 | 11 | 13 | 18.3 | Ukendt | Ukendt | 183 | Ishøj | Land |  |  | 705619.68 | 6169598.06 | SDFE2018 |  | Ukendt Ukendt | 0
570714700000104626 | 2002-09-04 | 11 | 13 | 15 | Ukendt | Ukendt | 201 | Allerød | Land |  |  | 706559.9 | 6193645.96 | SDFE2018 |  | Ukendt Ukendt | 0
570715000000083419 | 2008-01-21 | 11 | 13 | 18 | Ukendt | Ukendt | 201 | Allerød | Land |  |  | 704521.84 | 6194560.34 | SDFE2018 |  | Ukendt Ukendt | 0
570715000000171765 | 2012-01-01 | 11 | 13 | 18 | Ukendt | Ukendt | 217 | Helsingør | Land |  |  | 717509.35 | 6218205.44 | SDFE2018 |  | Ukendt Ukendt | 0
570714700000014352 | 2002-01-04 | 11 | 13 | 18 | Ukendt | Ukendt | 253 | Greve | Land |  |  | 702289.3 | 6165768.11 | SDFE2018 |  | Ukendt Ukendt | 0
570715000000029776 | 1983-05-15 | 11 | 8.6 | 12.5 | Ukendt | Ukendt | 787 | Thisted | Land |  |  | 463110.41 | 6291929.46 | SDFE2018 |  | Ukendt Ukendt | 0
570715000000120831 | 2011-08-24 | 11 | 13 | 18 | Ukendt | Ukendt | 265 | Roskilde | Land |  |  | 696406.2 | 6173990.7 | SDFE2018 |  | Ukendt Ukendt | 0
570714700000014048 | 1997-10-01 | 11 | 13 | 18 | Ukendt | Ukendt | 269 | Solrød | Land |  |  | 697437.29 | 6158890.39 | SDFE2018 |  | Ukendt Ukendt | 0
570714700000011757 | 1998-12-23 | 11 | 13 | 18 | Ukendt | Ukendt | 306 | Odsherred | Land |  |  | 660912.96 | 6197448.49 | SDFE2018 |  | Ukendt Ukendt | 0
570714700000012587 | 1999-08-19 | 11 | 13 | 15.3 | Ukendt | Ukendt | 306 | Odsherred | Land |  |  | 664763.37 | 6191065 | SDFE2018 |  | Ukendt Ukendt | 0
570714700000012600 | 1999-09-22 | 11 | 13 | 18 | Ukendt | Ukendt | 306 | Odsherred | Land |  |  | 658329.06 | 6202155.18 | SDFE2018 |  | Ukendt Ukendt | 0
570715000000084621 | 2008-10-23 | 11 | 13 | 18.2 | Ukendt | Ukendt | 787 | Thisted | Land |  |  | 481620.49 | 6316004.37 | SDFE2018 |  | Ukendt Ukendt | 0
570715000000014208 | 1981-01-23 | 11 | 10 | 16 | Ukendt | Ukendt | 791 | Viborg | Land |  |  | 529760.7 | 6260334.6 | SDFE2018 |  | Ukendt Ukendt | 0
570715000000014260 | 2000-01-05 | 11 | 10 | 15 | Kuriant | KE 11 | 791 | Viborg | Land |  |  | 530706.52 | 6260356.89 | SDFE2018 |  | Kuriant KE 11 | 0
570715000000014284 | 1998-07-08 | 11 | 15 | 15 | Ukendt | Ukendt | 791 | Viborg | Land |  |  | 527937.33 | 6265347.58 | SDFE2018 |  | Ukendt Ukendt | 0
570715000000014338 | 1979-11-09 | 11 | 15 | 15 | Ukendt | Ukendt | 791 | Viborg | Land |  |  | 534403.36 | 6269458.64 | SDFE2018 |  | Ukendt Ukendt | 0
570715000000115882 | 2011-06-10 | 11 | 13 | 18 | Ukendt | Ukendt | 791 | Viborg | Land |  |  | 524157.97 | 6278897.1 | SDFE2018 |  | Ukendt Ukendt | 0
570715000000004209 | 2001-05-10 | 11 | 13 | 15 | Ukendt | Ukendt | 810 | Brønderslev | Land |  |  | 557590.08 | 6352325.08 | SDFE2018 |  | Ukendt Ukendt | 0
570715000000083433 | 2008-01-01 | 11 | 13 | 18.2 | Gaia-Wind Ltd | Ter-30A 11/100/B3T | 810 | Brønderslev | Land |  |  | 555977.71 | 6345624.33 | SDFE2018 |  | Gaia-Wind Ltd Ter-30A 11/100/B3T | 0
570715000000081248 | 2007-04-25 | 11 | 13 | 18 | Ukendt | Ukendt | 813 | Frederikshavn | Land |  |  | 586375.26 | 6369747.44 | GST, 18-02-2013 |  | Ukendt Ukendt | 0
570714700000013256 | 2000-03-14 | 11 | 13 | 18 | Ukendt | Ukendt | 820 | Vesthimmerlands | Land |  |  | 533734.11 | 6293886.95 | SDFE2018 |  | Ukendt Ukendt | 0
570715000000088995 | 2010-01-07 | 11 | 12 | 18.5 | Ukendt | Ukendt | 820 | Vesthimmerlands | Land |  |  | 534324.58 | 6293270.42 | SDFE2018 |  | Ukendt Ukendt | 0
570715000000089107 | 2009-10-21 | 11 | 12 | 18.5 | Ukendt | Ukendt | 840 | Rebild | Land |  |  | 542136.65 | 6298204.98 | SDFE2018 |  | Ukendt Ukendt | 0
570715000000104381 | 2010-12-01 | 11 | 1 | 1 | Ukendt | Ukendt | 860 | Hjørring | Land |  |  | 570806.82 | 6376600.37 | SDFE2018 |  | Ukendt Ukendt | 0
571313174000804817 | 2014-12-18 | 10 | 7.1 | 21.4 | Ukendt | Ukendt | 306 | Odsherred | Land |  |  | 648438.63 | 6204436.7 | SDFE2018 |  | Ukendt Ukendt | 0
571313174001563744 | 2015-11-11 | 10 | 7.1 | 21.4 | Ukendt | Ukendt | 306 | Odsherred | Land |  |  |  |  | Stamdata |  | Ukendt Ukendt | 0
571313174001571824 | 2015-12-11 | 10 | 7.1 | 21.4 | Ukendt | Ukendt | 306 | Odsherred | Land |  |  | 646514.32 | 6205313.08 | SDFE2018 |  | Ukendt Ukendt | 0
571313174001596582 | 2016-03-16 | 10 | 7.1 | 21.4 | Ukendt | Ukendt | 306 | Odsherred | Land |  |  | 655343.65 | 6189388.26 | SDFE2018 |  | Ukendt Ukendt | 0
571313174001768668 | 2018-09-26 | 10 | 9.3 | 20.3 | KVA Vind | KVA Vind 10-10 | 306 | Odsherred | Land |  |  |  |  | Stamdata |  | KVA Vind KVA Vind 10-10 | 0
571313174000803322 | 2014-10-29 | 10 | 7.1 | 18.5 | Ukendt | Ukendt | 316 | Holbæk | Land |  |  |  |  | Stamdata |  | Ukendt Ukendt | 0
571313174000809805 | 2014-11-05 | 10 | 7.1 | 21.4 | Ukendt | Ukendt | 316 | Holbæk | Land |  |  |  |  | Stamdata |  | Ukendt Ukendt | 0
571313174000827052 | 2015-03-01 | 10 | 7.1 | 21.5 | Ukendt | Ukendt | 316 | Holbæk | Land |  |  |  |  | Stamdata |  | Ukendt Ukendt | 0
571313174001564222 | 2016-02-01 | 10 | 13 | 18.2 | Gaia-Wind Ltd | Gaia Wind 133-10 kW | 316 | Holbæk | Land |  |  | 674535.08 | 6175414.24 | SDFE2018 |  | Gaia-Wind Ltd Gaia Wind 133-10 kW | 0
571313174000805401 | 2014-08-29 | 10 | 13 | 18.2 | Ukendt | Ukendt | 320 | Faxe | Land |  |  | 698070.8 | 6135418.39 | SDFE2018 |  | Ukendt Ukendt | 0
571313174001608377 | 2016-05-13 | 10 | 7.1 | 18 | Ukendt | Ukendt | 320 | Faxe | Land |  |  |  |  | Stamdata |  | Ukendt Ukendt | 0
571313174000795078 | 2014-12-19 | 10 | 13 | 18 | Ukendt | Ukendt | 326 | Kalundborg | Land |  |  | 634963.91 | 6195297.27 | SDFE2018 |  | Ukendt Ukendt | 0
571313174000795535 | 2014-05-01 | 10 | 7.1 | 21 | Ukendt | Ukendt | 326 | Kalundborg | Land |  |  | 640936.51 | 6165807.12 | SDFE2018 |  | Ukendt Ukendt | 0
571313174000819422 | 2015-05-22 | 10 | 7.1 | 21.4 | Ukendt | Ukendt | 326 | Kalundborg | Land |  |  | 636403.07 | 6163318.9 | SDFE2018 |  | Ukendt Ukendt | 0
571313174000823771 | 2015-01-01 | 10 | 7.1 | 21 | Ukendt | Ukendt | 326 | Kalundborg | Land |  |  | 642469.72 | 6153124.7 | SDFE2018 |  | Ukendt Ukendt | 0
571313174000841232 | 2015-06-17 | 10 | 13 | 18 | Gaia-Wind Ltd | Gaia Wind 133-10 kW | 326 | Kalundborg | Land |  |  | 649811.85 | 6177712.21 | SDFE2018 |  | Gaia-Wind Ltd Gaia Wind 133-10 kW | 0
571313174001092978 | 2016-02-01 | 10 | 7.1 | 21.4 | Ukendt | Ukendt | 326 | Kalundborg | Land |  |  | 639164.6 | 6170496.16 | SDFE2018 |  | Ukendt Ukendt | 0
571313174001093289 | 2015-08-12 | 10 | 7.1 | 21.5 | Ukendt | Ukendt | 326 | Kalundborg | Land |  |  | 639665.67 | 6170795.82 | SDFE2018 |  | Ukendt Ukendt | 0
571313174001547348 | 2015-09-07 | 10 | 13 | 18.2 | Gaia-Wind Ltd | Gaia Wind 133-10 kW | 326 | Kalundborg | Land |  |  | 641866.06 | 6154269.03 | SDFE2018 |  | Gaia-Wind Ltd Gaia Wind 133-10 kW | 0
571313174001548079 | 2015-09-09 | 10 | 7.1 | 21 | Ukendt | Ukendt | 326 | Kalundborg | Land |  |  | 632779.63 | 6166917.36 | SDFE2018 |  | Ukendt Ukendt | 0
571313174001561863 | 2015-11-03 | 10 | 13 | 18.2 | Gaia-Wind Ltd | Gaia Wind 133-10 kW | 326 | Kalundborg | Land |  |  | 642799.33 | 6153282.78 | SDFE2018 |  | Gaia-Wind Ltd Gaia Wind 133-10 kW | 0
571313174001570131 | 2015-12-03 | 10 | 13 | 18 | Gaia-Wind Ltd | Gaia Wind 133-10 kW | 326 | Kalundborg | Land |  |  | 638141.94 | 6162656.55 | SDFE2018 |  | Gaia-Wind Ltd Gaia Wind 133-10 kW | 0
571313174001572838 | 2015-12-28 | 10 | 13 | 18 | Gaia-Wind Ltd | Gaia Wind 133-10 kW | 326 | Kalundborg | Land |  |  | 634852.95 | 6195361.32 | SDFE2018 |  | Gaia-Wind Ltd Gaia Wind 133-10 kW | 0
571313174001683404 | 2017-12-11 | 10 | 7.1 | 21.4 | Ukendt | Ukendt | 326 | Kalundborg | Land |  |  |  |  | Stamdata |  | Ukendt Ukendt | 0
571313174001629662 | 2016-07-04 | 10 | 14 | 18 | Solid Wind Power A/S | SWP10-14TG20 | 329 | Ringsted | Land |  |  |  |  | Stamdata |  | Solid Wind Power A/S SWP10-14TG20 | Bonus.B23.150
571313174000783013 | 2013-12-13 | 10 | 7.1 | 21.5 | Ukendt | Ukendt | 330 | Slagelse | Land |  |  | 650872.95 | 6145730.38 | SDFE2018 |  | Ukendt Ukendt | 0
571313174000804176 | 2014-09-01 | 10 | 0 | 0 | Ukendt | Ukendt | 330 | Slagelse | Land |  |  | 643266.7 | 6133659.09 | SDFE2018 |  | Ukendt Ukendt | 0
571313174000837839 | 2014-01-01 | 10 | 12.8 | 15 | Ukendt | Ukendt | 330 | Slagelse | Land |  |  |  |  | Stamdata |  | Ukendt Ukendt | 0
571313174001618079 | 2016-06-27 | 10 | 7.1 | 18 | Ukendt | Ukendt | 330 | Slagelse | Land |  |  |  |  | Stamdata |  | Ukendt Ukendt | 0
571313174001553455 | 2016-02-12 | 10 | 13 | 18.2 | Gaia-Wind Ltd | Gaia Wind 133-10 kW | 336 | Stevns | Land |  |  | 709970.25 | 6140329.52 | SDFE2018 |  | Gaia-Wind Ltd Gaia Wind 133-10 kW | 0
571313174002262257 | 2020-09-28 | 10 | 9.9 | 20 | KVA Vind | KVA Vind 10-10 | 340 | Sorø | Land |  |  |  |  | Stamdata |  | KVA Vind KVA Vind 10-10 | 0
571313174116645946 | 2015-07-10 | 10 | 7.1 | 21.3 | Ukendt | Ukendt | 350 | Lejre | Land |  |  |  |  | Stamdata |  | Ukendt Ukendt | 0
571313174000804039 | 2015-06-16 | 10 | 13 | 18 | Ukendt | Ukendt | 360 | Lolland | Land |  |  | 654403.64 | 6074047.6 | SDFE2018 |  | Ukendt Ukendt | 0
571313174000804046 | 2015-05-21 | 10 | 13 | 18 | Ukendt | Ukendt | 360 | Lolland | Land |  |  | 654127.42 | 6073646.75 | SDFE2018 |  | Ukendt Ukendt | 0
571313174000810504 | 2014-11-05 | 10 | 13 | 18.2 | Ukendt | Ukendt | 360 | Lolland | Land |  |  | 637660.41 | 6074593.76 | SDFE2018 |  | Ukendt Ukendt | 0
571313174000815783 | 2014-11-05 | 10 | 7.1 | 21.4 | Ukendt | Ukendt | 360 | Lolland | Land |  |  | 633388.33 | 6081511.58 | SDFE2018 |  | Ukendt Ukendt | 0
571313174000817046 | 2015-04-27 | 10 | 13 | 18.2 | Ukendt | Ukendt | 360 | Lolland | Land |  |  |  |  | Stamdata |  | Ukendt Ukendt | 0
571313174000834500 | 2015-06-01 | 10 | 13 | 18.2 | Gaia-Wind Ltd | Gaia Wind 133-10 kW | 360 | Lolland | Land |  |  |  |  | Stamdata |  | Gaia-Wind Ltd Gaia Wind 133-10 kW | 0
571313174000841348 | 2015-08-12 | 10 | 14 | 18 | Solid Wind Power A/S | SWP-10-16 TG20 | 360 | Lolland | Land |  |  |  |  | Stamdata |  | Solid Wind Power A/S SWP-10-16 TG20 | 0
571313174001086366 | 2015-10-02 | 10 | 14 | 18 | Solid Wind Power A/S | SWP10-14TG20 | 360 | Lolland | Land |  |  |  |  | Stamdata |  | Solid Wind Power A/S SWP10-14TG20 | Bonus.B23.150
571313174001543890 | 2015-08-25 | 10 | 14 | 18 | Solid Wind Power A/S | SWP10-14TG20 | 360 | Lolland | Land |  |  | 660420.77 | 6060071.94 | SDFE2018 |  | Solid Wind Power A/S SWP10-14TG20 | Bonus.B23.150
571313174001572166 | 2015-12-15 | 10 | 14 | 18 | Solid Wind Power A/S | SWP10-14TG20 | 360 | Lolland | Land |  |  |  |  | Stamdata |  | Solid Wind Power A/S SWP10-14TG20 | Bonus.B23.150
571313174001639432 | 2016-12-20 | 10 | 7.1 | 21.4 | Ukendt | Ukendt | 360 | Lolland | Land |  |  |  |  | Stamdata |  | Ukendt Ukendt | 0
571313174000778217 | 2013-09-23 | 10 | 7.1 | 21 | Ukendt | Ukendt | 370 | Næstved | Land |  |  |  |  | Stamdata |  | Ukendt Ukendt | 0
571313174000793715 | 2014-04-01 | 10 | 7.1 | 22 | Ukendt | Ukendt | 370 | Næstved | Land |  |  |  |  | Stamdata |  | Ukendt Ukendt | 0
571313174000799663 | 2014-04-01 | 10 | 7.1 | 21.5 | Ukendt | Ukendt | 370 | Næstved | Land |  |  | 684368.17 | 6118004.36 | SDFE2018 |  | Ukendt Ukendt | 0
571313174000827137 | 2014-12-02 | 10 | 13 | 18.2 | Ukendt | Ukendt | 370 | Næstved | Land |  |  | 683988.94 | 6117630.75 | SDFE2018 |  | Ukendt Ukendt | 0
571313174001629624 | 2017-02-14 | 10 | 14 | 18 | Solid Wind Power A/S | SWP10-14TG20 | 370 | Næstved | Land |  |  |  |  | Stamdata |  | Solid Wind Power A/S SWP10-14TG20 | Bonus.B23.150
571313174000783242 | 2014-03-01 | 10 | 13 | 18 | Ukendt | Ukendt | 376 | Guldborgsund | Land |  |  | 697526.1 | 6080725.01 | SDFE2018 |  | Ukendt Ukendt | 0
571313174000783426 | 2013-12-12 | 10 | 13 | 18 | Ukendt | Ukendt | 376 | Guldborgsund | Land |  |  |  |  | Stamdata |  | Ukendt Ukendt | 0
571313174000786052 | 2013-12-01 | 10 | 13 | 18 | Ukendt | Ukendt | 376 | Guldborgsund | Land |  |  | 666171.95 | 6064665.89 | SDFE2018 |  | Ukendt Ukendt | 0
571313174000791339 | 2013-12-19 | 10 | 13 | 18 | Ukendt | Ukendt | 376 | Guldborgsund | Land |  |  | 673627.24 | 6063600.52 | SDFE2018 |  | Ukendt Ukendt | 0
571313174000798857 | 2014-04-01 | 10 | 13 | 18 | Ukendt | Ukendt | 376 | Guldborgsund | Land |  |  | 688308.16 | 6055384.64 | SDFE2018 |  | Ukendt Ukendt | 0
571313174000804336 | 2014-07-16 | 10 | 13 | 18 | Ukendt | Ukendt | 376 | Guldborgsund | Land |  |  | 698761.86 | 6080714.65 | SDFE2018 |  | Ukendt Ukendt | 0
571313174000833770 | 2015-06-24 | 10 | 13 | 18 | Gaia-Wind Ltd | Gaia Wind 133-10 kW | 376 | Guldborgsund | Land |  |  | 672084.23 | 6062297.47 | SDFE2018 |  | Gaia-Wind Ltd Gaia Wind 133-10 kW | 0
571313174000834562 | 2015-07-01 | 10 | 13 | 18.2 | Gaia-Wind Ltd | Gaia Wind 133-10 kW | 376 | Guldborgsund | Land |  |  |  |  | Stamdata |  | Gaia-Wind Ltd Gaia Wind 133-10 kW | 0
571313174000834876 | 2015-05-22 | 10 | 13 | 18.2 | Gaia-Wind Ltd | Gaia Wind 133-10 kW | 376 | Guldborgsund | Land |  |  | 700376.18 | 6080676.5 | SDFE2018 |  | Gaia-Wind Ltd Gaia Wind 133-10 kW | 0
571313174000835323 | 2015-06-24 | 10 | 13 | 18.2 | Gaia-Wind Ltd | Gaia Wind 133-10 kW | 376 | Guldborgsund | Land |  |  | 669427.36 | 6064072.21 | SDFE2018 |  | Gaia-Wind Ltd Gaia Wind 133-10 kW | 0
571313174000836832 | 2015-07-07 | 10 | 13 | 18 | Ukendt | Ukendt | 376 | Guldborgsund | Land |  |  | 698016.54 | 6078215.7 | SDFE2018 |  | Ukendt Ukendt | 0
571313174001086496 | 2015-06-30 | 10 | 13 | 18.2 | Gaia-Wind Ltd | Gaia Wind 133-10 kW | 376 | Guldborgsund | Land |  |  |  |  | Stamdata |  | Gaia-Wind Ltd Gaia Wind 133-10 kW | 0
571313174001093029 | 2015-08-07 | 10 | 13 | 18 | Ukendt | Ukendt | 376 | Guldborgsund | Land |  |  | 677913.8 | 6069420.66 | SDFE2018 |  | Ukendt Ukendt | 0
571313174001549335 | 2015-09-17 | 10 | 14 | 18 | Solid Wind Power A/S | SWP10-14TG20 | 376 | Guldborgsund | Land |  |  | 694161.68 | 6080264.01 | SDFE2018 |  | Solid Wind Power A/S SWP10-14TG20 | Bonus.B23.150
571313174001561535 | 2015-11-02 | 10 | 13 | 18.2 | Gaia-Wind Ltd | Gaia Wind 133-10 kW | 376 | Guldborgsund | Land |  |  | 672467.96 | 6065485.2 | SDFE2018 |  | Gaia-Wind Ltd Gaia Wind 133-10 kW | 0
571313174001563973 | 2017-01-16 | 10 | 14 | 18 | Solid Wind Power A/S | SWP10-14TG20 | 376 | Guldborgsund | Land |  |  |  |  | Stamdata |  | Solid Wind Power A/S SWP10-14TG20 | Bonus.B23.150
571313174001564185 | 2015-11-13 | 10 | 13 | 18.2 | Gaia-Wind Ltd | Gaia Wind 133-10 kW | 376 | Guldborgsund | Land |  |  | 677627.8 | 6065488.06 | SDFE2018 |  | Gaia-Wind Ltd Gaia Wind 133-10 kW | 0
571313174001568428 | 2015-11-27 | 10 | 7.1 | 21 | Ukendt | Ukendt | 376 | Guldborgsund | Land |  |  | 684654.68 | 6084286.98 | SDFE2018 |  | Ukendt Ukendt | 0
571313174001571350 | 2016-03-29 | 10 | 7.1 | 21 | Ukendt | Ukendt | 376 | Guldborgsund | Land |  |  | 686286.13 | 6081025.44 | SDFE2018 |  | Ukendt Ukendt | 0
571313174001572319 | 2016-03-30 | 10 | 7.1 | 21.4 | Ukendt | Ukendt | 376 | Guldborgsund | Land |  |  | 668574.93 | 6072070.44 | SDFE2018 |  | Ukendt Ukendt | 0
571313174001582417 | 2016-07-04 | 10 | 14 | 18 | Solid Wind Power A/S | SWP10-14TG20 | 376 | Guldborgsund | Land |  |  | 674016.06 | 6062008.57 | SDFE2018 |  | Solid Wind Power A/S SWP10-14TG20 | Bonus.B23.150
571313174001601033 | 2016-04-06 | 10 | 13 | 18.2 | Gaia-Wind Ltd | Gaia Wind 133-10 kW | 376 | Guldborgsund | Land |  |  | 694998.81 | 6081000.43 | SDFE2018 |  | Gaia-Wind Ltd Gaia Wind 133-10 kW | 0
571313174001626876 | 2016-12-22 | 10 | 13 | 18.2 | Gaia-Wind Ltd | Gaia Wind 133-10 kW | 376 | Guldborgsund | Land |  |  |  |  | Stamdata |  | Gaia-Wind Ltd Gaia Wind 133-10 kW | 0
571313174002123121 | 2019-05-24 | 10 | 9.7 | 15.5 | Osiris Energy Co., Ltd | Osiris 10 | 376 | Guldborgsund | Land |  |  |  |  | Stamdata |  | Osiris Energy Co., Ltd Osiris 10 | 0
571313174000821524 | 2014-11-12 | 10 | 7.1 | 21.4 | Ukendt | Ukendt | 390 | Vordingborg | Land |  |  | 718867.43 | 6100249.49 | SDFE2018 |  | Ukendt Ukendt | 0
571313174000823283 | 2015-02-06 | 10 | 13 | 18.2 | Ukendt | Ukendt | 390 | Vordingborg | Land |  |  | 684377.31 | 6103467.1 | SDFE2018 |  | Ukendt Ukendt | 0
571313174000834913 | 2015-05-20 | 10 | 7.1 | 21 | Ukendt | Ukendt | 390 | Vordingborg | Land |  |  | 716063.24 | 6101015.46 | SDFE2018 |  | Ukendt Ukendt | 0
571313174001092503 | 2016-02-18 | 10 | 7.1 | 21 | Ukendt | Ukendt | 390 | Vordingborg | Land |  |  | 716670.85 | 6098292.98 | SDFE2018 |  | Ukendt Ukendt | 0
571313174001553493 | 2015-10-20 | 10 | 7.1 | 21.4 | Ukendt | Ukendt | 390 | Vordingborg | Land |  |  | 704181.5 | 6096568.83 | SDFE2018 |  | Ukendt Ukendt | 0
571313174001605994 | 2016-04-11 | 10 | 7.1 | 21.4 | Ukendt | Ukendt | 390 | Vordingborg | Land |  |  |  |  | Stamdata |  | Ukendt Ukendt | 0
570715000001382276 | 2013-08-23 | 10 | 7.1 | 21.5 | Ukendt | Ukendt | 400 | Bornholm | Land |  |  |  |  | Stamdata |  | Ukendt Ukendt | 0
570715000001461117 | 2015-06-09 | 10 | 7.1 | 21.5 | Ukendt | Ukendt | 400 | Bornholm | Land |  |  | 880726.37 | 6125734.73 | SDFE2018 |  | Ukendt Ukendt | 0
570715000001461179 | 2015-04-30 | 10 | 7.1 | 21.5 | Ukendt | Ukendt | 400 | Bornholm | Land |  |  |  |  | Stamdata |  | Ukendt Ukendt | 0
570715000001468154 | 2015-08-05 | 10 | 7.1 | 21.5 | Ukendt | Ukendt | 400 | Bornholm | Land |  |  | 885815.09 | 6125486.66 | SDFE2018 |  | Ukendt Ukendt | 0
570715000001481054 | 2015-10-22 | 10 | 7.1 | 21.5 | Ukendt | Ukendt | 400 | Bornholm | Land |  |  | 863438.48 | 6134012.56 | SDFE2018 |  | Ukendt Ukendt | 0
570715000001481085 | 2015-09-03 | 10 | 7.1 | 21.5 | Ukendt | Ukendt | 400 | Bornholm | Land |  |  | 874175.58 | 6125997.07 | SDFE2018 |  | Ukendt Ukendt | 0
570715000001498670 | 2015-12-16 | 10 | 7.1 | 21.5 | Ukendt | Ukendt | 400 | Bornholm | Land |  |  | 884033.19 | 6126658.86 | SDFE2018 |  | Ukendt Ukendt | 0
570715000001498687 | 2015-10-21 | 10 | 7.1 | 21.5 | Ukendt | Ukendt | 400 | Bornholm | Land |  |  | 886697.25 | 6113848.56 | SDFE2018 |  | Ukendt Ukendt | 0
570715000001501158 | 2015-12-22 | 10 | 7.1 | 18 | Ukendt | Ukendt | 400 | Bornholm | Land |  |  | 882695.67 | 6128515.6 | SDFE2018 |  | Ukendt Ukendt | 0
570715000001521750 | 2016-03-18 | 10 | 7.1 | 21.5 | Ukendt | Ukendt | 400 | Bornholm | Land |  |  | 887790.34 | 6114789.48 | SDFE2018 |  | Ukendt Ukendt | 0
570715000001551474 | 2016-11-03 | 10 | 14 | 18 | Solid Wind Power A/S | SWP10-14TG20 | 400 | Bornholm | Land |  |  |  |  | Stamdata |  | Solid Wind Power A/S SWP10-14TG20 | Bonus.B23.150
570715000001551825 | 2016-10-21 | 10 | 14 | 18 | Solid Wind Power A/S | SWP10-14TG20 | 400 | Bornholm | Land |  |  |  |  | Stamdata |  | Solid Wind Power A/S SWP10-14TG20 | Bonus.B23.150
570715000001572417 | 2017-08-01 | 10 | 14 | 18 | Solid Wind Power A/S | SWP-10-16 TG20 | 400 | Bornholm | Land |  |  |  |  | Stamdata |  | Solid Wind Power A/S SWP-10-16 TG20 | 0
570715000002034358 | 2020-11-19 | 10 | 7.1 | 21.5 | Ukendt | Ukendt | 400 | Bornholm | Land |  |  |  |  | Stamdata |  | Ukendt Ukendt | 0
571313154314591313 | 2015-12-16 | 10 | 13 | 18 | HSWind Aps | Viking 10VS | 420 | Assens | Land |  |  | 563100.44 | 6135311.27 | SDFE2018 |  | HSWind Aps Viking 10VS | 0
571313154314597216 | 2015-11-02 | 10 | 14 | 18 | Solid Wind Power A/S | SWP10-14TG20 | 420 | Assens | Land |  |  |  |  | Stamdata |  | Solid Wind Power A/S SWP10-14TG20 | Bonus.B23.150
570715000001554383 | 2016-12-28 | 10 | 13 | 18.3 | Gaia-Wind Ltd | Gaia Wind 133-10 kW | 430 | Faaborg-Midtfyn | Land |  |  |  |  | Stamdata |  | Gaia-Wind Ltd Gaia Wind 133-10 kW | 0
570715000001579065 | 2017-08-31 | 10 | 14 | 18 | Solid Wind Power A/S | SWP10-14TG20 | 430 | Faaborg-Midtfyn | Land |  |  |  |  | Stamdata |  | Solid Wind Power A/S SWP10-14TG20 | Bonus.B23.150
571313154314576716 | 2015-09-01 | 10 | 13 | 18.2 | Gaia-Wind Ltd | Gaia Wind 133-10 kW | 430 | Faaborg-Midtfyn | Land |  |  | 599396.78 | 6128877.28 | SDFE2018 |  | Gaia-Wind Ltd Gaia Wind 133-10 kW | 0
571313154314586418 | 2015-10-01 | 10 | 13 | 18.2 | Gaia-Wind Ltd | Gaia Wind 133-10 kW | 430 | Faaborg-Midtfyn | Land |  |  |  |  | Stamdata |  | Gaia-Wind Ltd Gaia Wind 133-10 kW | 0
571313154314591610 | 2015-12-21 | 10 | 13 | 18.2 | Gaia-Wind Ltd | Gaia Wind 133-10 kW | 430 | Faaborg-Midtfyn | Land |  |  | 599625.1 | 6129346.1 | SDFE2018 |  | Gaia-Wind Ltd Gaia Wind 133-10 kW | 0
571313154314592716 | 2015-12-20 | 10 | 13 | 18.4 | Gaia-Wind Ltd | Gaia Wind 133-10 kW | 430 | Faaborg-Midtfyn | Land |  |  | 596554.73 | 6119738.98 | SDFE2018 |  | Gaia-Wind Ltd Gaia Wind 133-10 kW | 0
570715000001437129 | 2015-02-20 | 10 | 13 | 18.2 | Gaia-Wind Ltd | Gaia Wind 133-10 kW | 479 | Svendborg | Land |  |  | 596285.75 | 6108068.97 | SDFE2018 |  | Gaia-Wind Ltd Gaia Wind 133-10 kW | 0
570715000001447623 | 2015-04-30 | 10 | 13 | 18.2 | Gaia-Wind Ltd | Gaia Wind 133-10 kW | 479 | Svendborg | Land |  |  | 604842.3 | 6106177.5 | SDFE2018 |  | Gaia-Wind Ltd Gaia Wind 133-10 kW | 0
570715000001456540 | 2015-12-08 | 10 | 7.1 | 21.4 | Ukendt | Ukendt | 479 | Svendborg | Land |  |  | 607333.34 | 6103789.32 | SDFE2018 |  | Ukendt Ukendt | 0
570715000001457097 | 2016-04-12 | 10 | 13 | 18.4 | Gaia-Wind Ltd | Gaia Wind 133-10 kW | 479 | Svendborg | Land |  |  | 598106.05 | 6094162.51 | SDFE2018 |  | Gaia-Wind Ltd Gaia Wind 133-10 kW | 0
570715000001457127 | 2016-04-12 | 10 | 13 | 18.4 | Gaia-Wind Ltd | Gaia Wind 133-10 kW | 479 | Svendborg | Land |  |  | 597954.77 | 6095059.61 | SDFE2018 |  | Gaia-Wind Ltd Gaia Wind 133-10 kW | 0
571313154317942617 | 2015-12-22 | 10 | 13 | 18.2 | Gaia-Wind Ltd | Gaia Wind 133-10 kW | 479 | Svendborg | Land |  |  | 592943.31 | 6111543.94 | SDFE2018 |  | Gaia-Wind Ltd Gaia Wind 133-10 kW | 0
571313154314609315 | 2015-12-22 | 10 | 13 | 18 | Gaia-Wind Ltd | Gaia Wind 133-10 kW | 480 | Nordfyns | Land |  |  | 573291.52 | 6151776.65 | SDFE2018 |  | Gaia-Wind Ltd Gaia Wind 133-10 kW | 0
571313154317919817 | 2015-10-21 | 10 | 7.1 | 21.4 | Ukendt | Ukendt | 480 | Nordfyns | Land |  |  |  |  | Stamdata |  | Ukendt Ukendt | 0
571313153200138946 | 2015-03-27 | 10 | 13 | 18 | Gaia-Wind Ltd | Gaia Wind 133-10 kW | 482 | Langeland | Land |  |  | 611617.55 | 6082387.55 | SDFE2018 |  | Gaia-Wind Ltd Gaia Wind 133-10 kW | 0
571313153200139035 | 2015-06-25 | 10 | 14 | 18 | Solid Wind Power A/S | SWP-10-16 TG20 | 482 | Langeland | Land |  |  | 619908.45 | 6105841.91 | SDFE2018 |  | Solid Wind Power A/S SWP-10-16 TG20 | 0
571313153200139240 | 2015-08-17 | 10 | 13 | 18.2 | Gaia-Wind Ltd | Gaia Wind 133-10 kW | 482 | Langeland | Land |  |  | 613422.83 | 6085960.51 | SDFE2018 |  | Gaia-Wind Ltd Gaia Wind 133-10 kW | 0
571313153200139370 | 2015-09-23 | 10 | 14 | 18 | Solid Wind Power A/S | SWP25-14TG20 | 482 | Langeland | Land |  |  | 611180.61 | 6076616.22 | SDFE2018 |  | Solid Wind Power A/S SWP25-14TG20 | Bonus.B23.150
571313153200139394 | 2015-09-23 | 10 | 13 | 18.2 | Gaia-Wind Ltd | Gaia Wind 133-10 kW | 482 | Langeland | Land |  |  | 620651.2 | 6104448.94 | SDFE2018 |  | Gaia-Wind Ltd Gaia Wind 133-10 kW | 0
571313153200139400 | 2015-09-22 | 10 | 13 | 18.2 | Gaia-Wind Ltd | Gaia Wind 133-10 kW | 482 | Langeland | Land |  |  | 620510.17 | 6104692.06 | SDFE2018 |  | Gaia-Wind Ltd Gaia Wind 133-10 kW | 0
571313153200139424 | 2015-09-22 | 10 | 13 | 18.2 | Gaia-Wind Ltd | Gaia Wind 133-10 kW | 482 | Langeland | Land |  |  | 620363.68 | 6104199.57 | SDFE2018 |  | Gaia-Wind Ltd Gaia Wind 133-10 kW | 0
571313153200139486 | 2015-09-26 | 10 | 14 | 18 | Solid Wind Power A/S | SWP10-14TG20 | 482 | Langeland | Land |  |  | 612658.65 | 6086781.32 | SDFE2018 |  | Solid Wind Power A/S SWP10-14TG20 | Bonus.B23.150
571313153200139509 | 2015-12-15 | 10 | 14 | 18 | Solid Wind Power A/S | SWP10-14TG20 | 482 | Langeland | Land |  |  | 611176.29 | 6070851.87 | SDFE2018 |  | Solid Wind Power A/S SWP10-14TG20 | Bonus.B23.150
571313153200139516 | 2015-11-16 | 10 | 14 | 18 | Solid Wind Power A/S | SWP10-14TG20 | 482 | Langeland | Land |  |  | 611061.88 | 6068552.4 | SDFE2018 |  | Solid Wind Power A/S SWP10-14TG20 | Bonus.B23.150
571313153200139530 | 2015-12-08 | 10 | 13 | 18.2 | Gaia-Wind Ltd | Gaia Wind 133-10 kW | 482 | Langeland | Land |  |  | 607214.84 | 6078105.83 | SDFE2018 |  | Gaia-Wind Ltd Gaia Wind 133-10 kW | 0
571313153299053205 | 2017-03-29 | 10 | 14 | 18 | Solid Wind Power A/S | SWP10-14TG20 | 482 | Langeland | Land |  |  |  |  | Stamdata |  | Solid Wind Power A/S SWP10-14TG20 | Bonus.B23.150
571313144300100278 | 2015-08-01 | 10 | 7.1 | 21.4 | Ukendt | Ukendt | 492 | Ærø | Land |  |  |  |  | Stamdata |  | Ukendt Ukendt | 0
571313144300100599 | 2016-01-28 | 10 | 7.1 | 21.3 | Ukendt | Ukendt | 492 | Ærø | Land |  |  | 587663.4 | 6078537.15 | SDFE2018 |  | Ukendt Ukendt | 0
571313134499053264 | 2016-10-27 | 10 | 7.1 | 21 | Ukendt | Ukendt | 510 | Haderslev | Land |  |  |  |  | Stamdata |  | Ukendt Ukendt | 0
571313144100988199 | 2015-04-27 | 10 | 7.1 | 21.4 | Ukendt | Ukendt | 510 | Haderslev | Land |  |  | 497656.98 | 6121096.43 | SDFE2018 |  | Ukendt Ukendt | 0
571313144100988526 | 2015-06-18 | 10 | 7.1 | 21.4 | Ukendt | Ukendt | 510 | Haderslev | Land |  |  |  |  | Stamdata |  | Ukendt Ukendt | 0
571313144500808264 | 2015-10-29 | 10 | 13 | 18.2 | Gaia-Wind Ltd | Gaia Wind 133-10 kW | 510 | Haderslev | Land |  |  | 516819 | 6134296.74 | SDFE2018 |  | Gaia-Wind Ltd Gaia Wind 133-10 kW | 0
570715000001493651 | 2015-12-04 | 10 | 13 | 18.2 | CIRKEL Energi | V/12M/S | 530 | Billund | Land |  |  | 501023.33 | 6181270.76 | SDFE2018 |  | CIRKEL Energi V/12M/S | 0
570715000001501547 | 2015-12-18 | 10 | 13 | 18 | Gaia-Wind Ltd | Gaia Wind 133-10 kW | 530 | Billund | Land |  |  | 500084.95 | 6184942.61 | SDFE2018 |  | Gaia-Wind Ltd Gaia Wind 133-10 kW | 0
570715000001546791 | 2016-10-12 | 10 | 13 | 18.2 | Gaia-Wind Ltd | Gaia Wind 133-10 kW | 530 | Billund | Land |  |  |  |  | Stamdata |  | Gaia-Wind Ltd Gaia Wind 133-10 kW | 0
571313134499056678 | 2016-12-09 | 10 | 14 | 18 | Solid Wind Power A/S | SWP10-14TG20 | 540 | Sønderborg | Land |  |  |  |  | Stamdata |  | Solid Wind Power A/S SWP10-14TG20 | Bonus.B23.150
571313134499057453 | 2017-01-19 | 10 | 14 | 18 | Solid Wind Power A/S | SWP10-14TG20 | 540 | Sønderborg | Land |  |  |  |  | Stamdata |  | Solid Wind Power A/S SWP10-14TG20 | Bonus.B23.150
571313134499057613 | 2017-01-25 | 10 | 14 | 18 | Solid Wind Power A/S | SWP10-14TG20 | 540 | Sønderborg | Land |  |  |  |  | Stamdata |  | Solid Wind Power A/S SWP10-14TG20 | Bonus.B23.150
571313134499058443 | 2017-01-12 | 10 | 14 | 18 | Solid Wind Power A/S | SWP10-14TG20 | 540 | Sønderborg | Land |  |  |  |  | Stamdata |  | Solid Wind Power A/S SWP10-14TG20 | Bonus.B23.150
571313134499071558 | 2017-06-02 | 10 | 13 | 18.4 | Gaia-Wind Ltd | Gaia Wind 133-10 kW | 540 | Sønderborg | Land |  |  |  |  | Stamdata |  | Gaia-Wind Ltd Gaia Wind 133-10 kW | 0
571313134499218670 | 2019-04-14 | 10 | 7.1 | 21.4 | Ukendt | Ukendt | 540 | Sønderborg | Land |  |  |  |  | Stamdata |  | Ukendt Ukendt | 0
571313144500816948 | 2015-10-28 | 10 | 16 | 17 | Solid Wind Power A/S | SWP-10-16 TG20 | 540 | Sønderborg | Land |  |  | 547516.6 | 6077471.84 | SDFE2018 |  | Solid Wind Power A/S SWP-10-16 TG20 | 0
571313144500821898 | 2015-12-18 | 10 | 13 | 18 | Gaia-Wind Ltd | Gaia Wind 133-10 kW | 540 | Sønderborg | Land |  |  |  |  | Stamdata |  | Gaia-Wind Ltd Gaia Wind 133-10 kW | 0
571313144500821911 | 2016-02-29 | 10 | 7.1 | 21.4 | Ukendt | Ukendt | 540 | Sønderborg | Land |  |  | 542153.62 | 6100588.85 | SDFE2018 |  | Ukendt Ukendt | 0
570715000001515971 | 2016-05-25 | 10 | 14 | 18 | Solid Wind Power A/S | SWP10-14TG20 | 550 | Tønder | Land |  |  | 492502.96 | 6092221.37 | SDFE2018 |  | Solid Wind Power A/S SWP10-14TG20 | Bonus.B23.150
570715000001516145 | 2016-05-23 | 10 | 14 | 18 | Solid Wind Power A/S | SWP10-14TG20 | 550 | Tønder | Land |  |  | 480330.48 | 6092671.69 | SDFE2018 |  | Solid Wind Power A/S SWP10-14TG20 | Bonus.B23.150
570715000001516220 | 2016-05-24 | 10 | 14 | 18 | Solid Wind Power A/S | SWP10-14TG20 | 550 | Tønder | Land |  |  | 479494.89 | 6094738.54 | SDFE2018 |  | Solid Wind Power A/S SWP10-14TG20 | Bonus.B23.150
570715000001517791 | 2016-06-02 | 10 | 14 | 18 | Solid Wind Power A/S | SWP10-14TG20 | 550 | Tønder | Land |  |  | 486743.3 | 6097269.85 | SDFE2018 |  | Solid Wind Power A/S SWP10-14TG20 | Bonus.B23.150
570715000001517838 | 2016-05-30 | 10 | 14 | 18 | Solid Wind Power A/S | SWP10-14TG20 | 550 | Tønder | Land |  |  | 483257.76 | 6100773.7 | SDFE2018 |  | Solid Wind Power A/S SWP10-14TG20 | Bonus.B23.150
570715000001518026 | 2016-05-25 | 10 | 13 | 18.2 | Gaia-Wind Ltd | Gaia Wind 133-10 kW | 550 | Tønder | Land |  |  |  |  | Stamdata |  | Gaia-Wind Ltd Gaia Wind 133-10 kW | 0
570715000001518125 | 2016-05-26 | 10 | 13 | 18.2 | Gaia-Wind Ltd | Gaia Wind 133-10 kW | 550 | Tønder | Land |  |  | 488628.32 | 6093668.97 | SDFE2018 |  | Gaia-Wind Ltd Gaia Wind 133-10 kW | 0
570715000001518279 | 2016-05-27 | 10 | 13 | 18.2 | Gaia-Wind Ltd | Gaia Wind 133-10 kW | 550 | Tønder | Land |  |  | 497317.07 | 6108092.68 | SDFE2018 |  | Gaia-Wind Ltd Gaia Wind 133-10 kW | 0
570715000001518545 | 2016-06-01 | 10 | 14 | 18 | Solid Wind Power A/S | SWP10-14TG20 | 550 | Tønder | Land |  |  |  |  | Stamdata |  | Solid Wind Power A/S SWP10-14TG20 | Bonus.B23.150
570715000001518590 | 2016-05-31 | 10 | 13 | 18.2 | Gaia-Wind Ltd | Gaia Wind 133-10 kW | 550 | Tønder | Land |  |  |  |  | Stamdata |  | Gaia-Wind Ltd Gaia Wind 133-10 kW | 0
570715000001519344 | 2016-06-20 | 10 | 14 | 18 | Solid Wind Power A/S | SWP10-14TG20 | 550 | Tønder | Land |  |  | 488901.36 | 6093577.48 | SDFE2018 |  | Solid Wind Power A/S SWP10-14TG20 | Bonus.B23.150
570715000001520456 | 2016-06-14 | 10 | 14 | 18 | Solid Wind Power A/S | SWP10-14TG20 | 550 | Tønder | Land |  |  | 486657.56 | 6096792.77 | SDFE2018 |  | Solid Wind Power A/S SWP10-14TG20 | Bonus.B23.150
570715000001521248 | 2016-06-23 | 10 | 14 | 18 | Solid Wind Power A/S | SWP10-14TG20 | 550 | Tønder | Land |  |  | 490337.07 | 6103829.74 | SDFE2018 |  | Solid Wind Power A/S SWP10-14TG20 | Bonus.B23.150
570715000001523396 | 2016-06-16 | 10 | 14 | 18 | Solid Wind Power A/S | SWP10-14TG20 | 550 | Tønder | Land |  |  | 484430.94 | 6100924.87 | SDFE2018 |  | Solid Wind Power A/S SWP10-14TG20 | Bonus.B23.150
570715000001530141 | 2016-08-25 | 10 | 14 | 18 | Solid Wind Power A/S | SWP10-14TG20 | 550 | Tønder | Land |  |  |  |  | Stamdata |  | Solid Wind Power A/S SWP10-14TG20 | Bonus.B23.150
570715000001532251 | 2016-10-03 | 10 | 14 | 18 | Solid Wind Power A/S | SWP10-14TG20 | 550 | Tønder | Land |  |  |  |  | Stamdata |  | Solid Wind Power A/S SWP10-14TG20 | Bonus.B23.150
570715000001532893 | 2016-10-04 | 10 | 14 | 18 | Solid Wind Power A/S | SWP10-14TG20 | 550 | Tønder | Land |  |  |  |  | Stamdata |  | Solid Wind Power A/S SWP10-14TG20 | Bonus.B23.150
570715000001532909 | 2016-10-04 | 10 | 14 | 18 | Solid Wind Power A/S | SWP10-14TG20 | 550 | Tønder | Land |  |  |  |  | Stamdata |  | Solid Wind Power A/S SWP10-14TG20 | Bonus.B23.150
570715000001545299 | 2016-11-14 | 10 | 14 | 18 | Solid Wind Power A/S | SWP10-14TG20 | 550 | Tønder | Land |  |  |  |  | Stamdata |  | Solid Wind Power A/S SWP10-14TG20 | Bonus.B23.150
570715000001545343 | 2016-11-14 | 10 | 14 | 18 | Solid Wind Power A/S | SWP10-14TG20 | 550 | Tønder | Land |  |  |  |  | Stamdata |  | Solid Wind Power A/S SWP10-14TG20 | Bonus.B23.150
571313134499055091 | 2016-11-16 | 10 | 14 | 18 | Solid Wind Power A/S | SWP10-14TG20 | 550 | Tønder | Land |  |  |  |  | Stamdata |  | Solid Wind Power A/S SWP10-14TG20 | Bonus.B23.150
571313134499055305 | 2016-11-16 | 10 | 14 | 18 | Solid Wind Power A/S | SWP10-14TG20 | 550 | Tønder | Land |  |  |  |  | Stamdata |  | Solid Wind Power A/S SWP10-14TG20 | Bonus.B23.150
571313134499058375 | 2017-01-09 | 10 | 14 | 18 | Solid Wind Power A/S | SWP10-14TG20 | 550 | Tønder | Land |  |  |  |  | Stamdata |  | Solid Wind Power A/S SWP10-14TG20 | Bonus.B23.150
571313134499058511 | 2017-01-12 | 10 | 14 | 18 | Solid Wind Power A/S | SWP10-14TG20 | 550 | Tønder | Land |  |  |  |  | Stamdata |  | Solid Wind Power A/S SWP10-14TG20 | Bonus.B23.150
571313134499058917 | 2017-09-13 | 10 | 14 | 18 | Solid Wind Power A/S | SWP10-14TG20 | 550 | Tønder | Land |  |  |  |  | Stamdata |  | Solid Wind Power A/S SWP10-14TG20 | Bonus.B23.150
571313134499059006 | 2017-09-13 | 10 | 14 | 18 | Solid Wind Power A/S | SWP10-14TG20 | 550 | Tønder | Land |  |  |  |  | Stamdata |  | Solid Wind Power A/S SWP10-14TG20 | Bonus.B23.150
571313134499059334 | 2016-12-23 | 10 | 14 | 18 | Solid Wind Power A/S | SWP10-14TG20 | 550 | Tønder | Land |  |  |  |  | Stamdata |  | Solid Wind Power A/S SWP10-14TG20 | Bonus.B23.150
571313134499060231 | 2016-12-20 | 10 | 13 | 18.2 | Gaia-Wind Ltd | Gaia Wind 133-10 kW | 550 | Tønder | Land |  |  |  |  | Stamdata |  | Gaia-Wind Ltd Gaia Wind 133-10 kW | 0
571313134499060545 | 2017-06-08 | 10 | 14 | 18 | Solid Wind Power A/S | SWP10-14TG20 | 550 | Tønder | Land |  |  |  |  | Stamdata |  | Solid Wind Power A/S SWP10-14TG20 | Bonus.B23.150
571313134499060811 | 2017-01-09 | 10 | 13 | 18.2 | Gaia-Wind Ltd | Gaia Wind 133-10 kW | 550 | Tønder | Land |  |  |  |  | Stamdata |  | Gaia-Wind Ltd Gaia Wind 133-10 kW | 0
571313134499065663 | 2017-04-07 | 10 | 14 | 18 | Solid Wind Power A/S | SWP10-14TG20 | 550 | Tønder | Land |  |  |  |  | Stamdata |  | Solid Wind Power A/S SWP10-14TG20 | Bonus.B23.150
571313134499070315 | 2017-05-16 | 10 | 14 | 18 | Solid Wind Power A/S | SWP10-14TG20 | 550 | Tønder | Land |  |  |  |  | Stamdata |  | Solid Wind Power A/S SWP10-14TG20 | Bonus.B23.150
571313134499070674 | 2017-05-02 | 10 | 14 | 18 | Solid Wind Power A/S | SWP10-14TG20 | 550 | Tønder | Land |  |  |  |  | Stamdata |  | Solid Wind Power A/S SWP10-14TG20 | Bonus.B23.150
571313134499070902 | 2017-05-08 | 10 | 14 | 18 | Solid Wind Power A/S | SWP10-14TG20 | 550 | Tønder | Land |  |  |  |  | Stamdata |  | Solid Wind Power A/S SWP10-14TG20 | Bonus.B23.150
571313134499080338 | 2017-10-26 | 10 | 13 | 18.2 | Gaia-Wind Ltd | Gaia Wind 133-10 kW | 550 | Tønder | Land |  |  |  |  | Stamdata |  | Gaia-Wind Ltd Gaia Wind 133-10 kW | 0
571313134499089010 | 2017-10-19 | 10 | 14 | 18 | Solid Wind Power A/S | SWP10-14TG20 | 550 | Tønder | Land |  |  |  |  | Stamdata |  | Solid Wind Power A/S SWP10-14TG20 | Bonus.B23.150
571313134499089065 | 2017-10-12 | 10 | 14 | 18 | Solid Wind Power A/S | SWP10-14TG20 | 550 | Tønder | Land |  |  |  |  | Stamdata |  | Solid Wind Power A/S SWP10-14TG20 | Bonus.B23.150
571313134499090061 | 2017-10-25 | 10 | 14 | 18 | Solid Wind Power A/S | SWP10-14TG20 | 550 | Tønder | Land |  |  |  |  | Stamdata |  | Solid Wind Power A/S SWP10-14TG20 | Bonus.B23.150
571313134499092751 | 2017-12-15 | 10 | 13 | 18.2 | Gaia-Wind Ltd | Gaia Wind 133-10 kW | 550 | Tønder | Land |  |  |  |  | Stamdata |  | Gaia-Wind Ltd Gaia Wind 133-10 kW | 0
571313134499127989 | 2018-09-25 | 10 | 7.1 | 21 | KVA Vind | KVA Vind 10 | 550 | Tønder | Land |  |  |  |  | Stamdata |  | KVA Vind KVA Vind 10 | 0
571313134499129921 | 2018-10-18 | 10 | 7.1 | 21.4 | Ukendt | Ukendt | 550 | Tønder | Land |  |  |  |  | Stamdata |  | Ukendt Ukendt | 0
571313144100983552 | 2013-12-28 | 10 | 7.1 | 21.5 | Ukendt | Ukendt | 550 | Tønder | Land |  |  | 484707.7 | 6109240.46 | SDFE2018 |  | Ukendt Ukendt | 0
571313144100985815 | 2014-05-22 | 10 | 13 | 18 | Ukendt | Ukendt | 550 | Tønder | Land |  |  | 489332.88 | 6092596.21 | SDFE2018 |  | Ukendt Ukendt | 0
571313144100988304 | 2015-03-12 | 10 | 13 | 18 | Gaia-Wind Ltd | Gaia Wind 133-10 kW | 550 | Tønder | Land |  |  | 484992.14 | 6093585.74 | SDFE2018 |  | Gaia-Wind Ltd Gaia Wind 133-10 kW | 0
571313144100988373 | 2015-10-15 | 10 | 7.1 | 21.4 | Ukendt | Ukendt | 550 | Tønder | Land |  |  | 488227.58 | 6117782.62 | SDFE2018 |  | Ukendt Ukendt | 0
571313144100989530 | 2015-11-24 | 10 | 14 | 18 | Solid Wind Power A/S | SWP-10-16 TG20 | 550 | Tønder | Land |  |  | 495517.91 | 6093367.29 | SDFE2018 |  | Solid Wind Power A/S SWP-10-16 TG20 | 0
571313144100989776 | 2015-10-15 | 10 | 7.1 | 21.4 | Ukendt | Ukendt | 550 | Tønder | Land |  |  | 487833.87 | 6115550.47 | SDFE2018 |  | Ukendt Ukendt | 0
571313144100989820 | 2015-11-21 | 10 | 13 | 18.2 | Gaia-Wind Ltd | Gaia Wind 133-10 kW | 550 | Tønder | Land |  |  | 485852.57 | 6103464.9 | SDFE2018 |  | Gaia-Wind Ltd Gaia Wind 133-10 kW | 0
571313144100989912 | 2016-02-17 | 10 | 13 | 18 | Gaia-Wind Ltd | Gaia Wind 133-10 kW | 550 | Tønder | Land |  |  | 496587.42 | 6090360.77 | SDFE2018 |  | Gaia-Wind Ltd Gaia Wind 133-10 kW | 0
571313144100991366 | 2016-05-09 | 10 | 14 | 18 | Solid Wind Power A/S | SWP10-14TG20 | 550 | Tønder | Land |  |  | 494153.14 | 6093314.59 | SDFE2018 |  | Solid Wind Power A/S SWP10-14TG20 | Bonus.B23.150
571313144100991380 | 2015-12-02 | 10 | 13 | 18 | Gaia-Wind Ltd | Gaia Wind 133-10 kW | 550 | Tønder | Land |  |  | 494840.85 | 6090150.33 | SDFE2018 |  | Gaia-Wind Ltd Gaia Wind 133-10 kW | 0
571313144100991588 | 2015-12-23 | 10 | 14 | 18 | Solid Wind Power A/S | SWP10-14TG20 | 550 | Tønder | Land |  |  | 484606.83 | 6100227.45 | SDFE2018 |  | Solid Wind Power A/S SWP10-14TG20 | Bonus.B23.150
571313144100991632 | 2015-12-15 | 10 | 7.1 | 21.4 | Ukendt | Ukendt | 550 | Tønder | Land |  |  |  |  | Stamdata |  | Ukendt Ukendt | 0
571313144100991755 | 2016-06-17 | 10 | 14 | 18 | Solid Wind Power A/S | SWP10-14TG20 | 550 | Tønder | Land |  |  | 488134.95 | 6095827.93 | SDFE2018 |  | Solid Wind Power A/S SWP10-14TG20 | Bonus.B23.150
571313144100991816 | 2016-08-19 | 10 | 13 | 18.2 | Gaia-Wind Ltd | Gaia Wind 133-10 kW | 550 | Tønder | Land |  |  |  |  | Stamdata |  | Gaia-Wind Ltd Gaia Wind 133-10 kW | 0
571313144100991830 | 2015-12-28 | 10 | 13 | 18.2 | Gaia-Wind Ltd | Gaia Wind 133-10 kW | 550 | Tønder | Land |  |  | 483991.95 | 6093532.93 | SDFE2018 |  | Gaia-Wind Ltd Gaia Wind 133-10 kW | 0
571313144100991854 | 2015-12-28 | 10 | 13 | 18.2 | Gaia-Wind Ltd | Gaia Wind 133-10 kW | 550 | Tønder | Land |  |  | 484007.65 | 6093501.41 | SDFE2018 |  | Gaia-Wind Ltd Gaia Wind 133-10 kW | 0
571313144100991960 | 2015-12-23 | 10 | 7.1 | 21.4 | Ukendt | Ukendt | 550 | Tønder | Land |  |  |  |  | Stamdata |  | Ukendt Ukendt | 0
571313144100992769 | 2016-02-13 | 10 | 13 | 18 | Gaia-Wind Ltd | Gaia Wind 133-10 kW | 550 | Tønder | Land |  |  | 496571.76 | 6090384.46 | SDFE2018 |  | Gaia-Wind Ltd Gaia Wind 133-10 kW | 0
571313144100993001 | 2016-03-03 | 10 | 14 | 18 | Solid Wind Power A/S | SWP10-14TG20 | 550 | Tønder | Land |  |  | 494867.54 | 6093616.98 | SDFE2018 |  | Solid Wind Power A/S SWP10-14TG20 | Bonus.B23.150
570715000001523204 | 2016-07-06 | 10 | 14 | 18 | Solid Wind Power A/S | SWP10-14TG20 | 561 | Esbjerg | Land |  |  |  |  | Stamdata |  | Solid Wind Power A/S SWP10-14TG20 | Bonus.B23.150
571313134499053578 | 2016-12-07 | 10 | 14 | 18 | Solid Wind Power A/S | SWP10-14TG20 | 561 | Esbjerg | Land |  |  |  |  | Stamdata |  | Solid Wind Power A/S SWP10-14TG20 | Bonus.B23.150
571313134499055640 | 2016-12-05 | 10 | 14 | 18 | Solid Wind Power A/S | SWP10-14TG20 | 561 | Esbjerg | Land |  |  |  |  | Stamdata |  | Solid Wind Power A/S SWP10-14TG20 | Bonus.B23.150
571313134499083841 | 2017-09-01 | 10 | 14 | 18 | Solid Wind Power A/S | SWP10-14TG20 | 561 | Esbjerg | Land |  |  |  |  | Stamdata |  | Solid Wind Power A/S SWP10-14TG20 | Bonus.B23.150
571313134499566092 | 2019-11-04 | 10 | 9.3 | 19.4 | KVA Vind | KVA Vind 10-10 | 561 | Esbjerg | Land |  |  |  |  | Stamdata |  | KVA Vind KVA Vind 10-10 | 0
571313144100983859 | 2013-12-01 | 10 | 7.1 | 21 | Ukendt | Ukendt | 561 | Esbjerg | Land |  |  |  |  | Stamdata |  | Ukendt Ukendt | 0
571313144100991922 | 2016-03-02 | 10 | 14 | 18 | Solid Wind Power A/S | SWP10-14TG20 | 561 | Esbjerg | Land |  |  |  |  | Stamdata |  | Solid Wind Power A/S SWP10-14TG20 | Bonus.B23.150
570715000001517852 | 2016-05-04 | 10 | 13 | 18.2 | Gaia-Wind Ltd | Gaia Wind 133-10 kW | 573 | Varde | Land |  |  | 482018.23 | 6183130.73 | SDFE2018 |  | Gaia-Wind Ltd Gaia Wind 133-10 kW | 0
570715000001518583 | 2016-06-03 | 10 | 14 | 18 | Solid Wind Power A/S | SWP10-14TG20 | 573 | Varde | Land |  |  | 489301.5 | 6164985.73 | SDFE2018 |  | Solid Wind Power A/S SWP10-14TG20 | Bonus.B23.150
570715000001532114 | 2016-08-29 | 10 | 14 | 18 | Solid Wind Power A/S | SWP10-14TG20 | 573 | Varde | Land |  |  |  |  | Stamdata |  | Solid Wind Power A/S SWP10-14TG20 | Bonus.B23.150
571313134402393715 | 2013-10-01 | 10 | 7.1 | 21 | Ukendt | Ukendt | 573 | Varde | Land |  |  | 477839.37 | 6168548.29 | GeoDanmark, 12-03-2017 |  | Ukendt Ukendt | 0
571313134402401977 | 2015-11-09 | 10 | 7.1 | 21.5 | Ukendt | Ukendt | 573 | Varde | Land |  |  | 480240.09 | 6175538.13 | SDFE2018 |  | Ukendt Ukendt | 0
571313134402404152 | 2014-12-18 | 10 | 7.1 | 21 | Ukendt | Ukendt | 573 | Varde | Land |  |  | 457095.6 | 6175757.49 | SDFE2018 |  | Ukendt Ukendt | 0
571313134402405944 | 2015-09-25 | 10 | 7.1 | 21 | Ukendt | Ukendt | 573 | Varde | Land |  |  | 460012.4 | 6172549.57 | SDFE2018 |  | Ukendt Ukendt | 0
571313134402407498 | 2016-01-12 | 10 | 14 | 18 | Solid Wind Power A/S | SWP10-14TG20 | 573 | Varde | Land |  |  | 487982.69 | 6160266.25 | SDFE2018 |  | Solid Wind Power A/S SWP10-14TG20 | Bonus.B23.150
571313134402407870 | 2015-06-12 | 10 | 14 | 18 | Solid Wind Power A/S | SWP25-14TG20 | 573 | Varde | Land |  |  | 471736.44 | 6167774.92 | SDFE2018 |  | Solid Wind Power A/S SWP25-14TG20 | Bonus.B23.150
571313134402410177 | 2015-11-25 | 10 | 7.1 | 21.4 | Ukendt | Ukendt | 573 | Varde | Land |  |  |  |  | Stamdata |  | Ukendt Ukendt | 0
571313134402410924 | 2015-02-16 | 10 | 7.1 | 21 | Ukendt | Ukendt | 573 | Varde | Land |  |  | 463737.48 | 6181227.55 | SDFE2018 |  | Ukendt Ukendt | 0
571313134402415462 | 2015-12-28 | 10 | 13 | 18 | Gaia-Wind Ltd | Gaia Wind 133-10 kW | 573 | Varde | Land |  |  | 459944.25 | 6176825.11 | SDFE2018 |  | Gaia-Wind Ltd Gaia Wind 133-10 kW | 0
571313134499056821 | 2017-01-03 | 10 | 14 | 18 | Solid Wind Power A/S | SWP10-14TG20 | 573 | Varde | Land |  |  |  |  | Stamdata |  | Solid Wind Power A/S SWP10-14TG20 | Bonus.B23.150
571313134499081236 | 2017-08-29 | 10 | 13 | 18.3 | Gaia-Wind Ltd | Gaia Wind 133-10 kW | 573 | Varde | Land |  |  |  |  | Stamdata |  | Gaia-Wind Ltd Gaia Wind 133-10 kW | 0
571313134499084107 | 2017-10-20 | 10 | 13 | 18.2 | Gaia-Wind Ltd | Gaia Wind 133-10 kW | 573 | Varde | Land |  |  |  |  | Stamdata |  | Gaia-Wind Ltd Gaia Wind 133-10 kW | 0
571313134499090153 | 2017-10-20 | 10 | 7.1 | 21 | Ukendt | Ukendt | 573 | Varde | Land |  |  |  |  | Stamdata |  | Ukendt Ukendt | 0
571313134499090696 | 2017-10-27 | 10 | 14 | 18 | Solid Wind Power A/S | SWP10-14TG20 | 573 | Varde | Land |  |  |  |  | Stamdata |  | Solid Wind Power A/S SWP10-14TG20 | Bonus.B23.150
570715000001515247 | 2016-05-03 | 10 | 7.1 | 21 | Ukendt | Ukendt | 575 | Vejen | Land |  |  | 501513.92 | 6153400.94 | SDFE2018 |  | Ukendt Ukendt | 0
571313134402397607 | 2014-09-09 | 10 | 7.1 | 12 | Ukendt | Ukendt | 575 | Vejen | Land |  |  | 501944.64 | 6152559.04 | SDFE2018 |  | Ukendt Ukendt | 0
571313134402405777 | 2015-03-20 | 10 | 7.1 | 21.4 | Ukendt | Ukendt | 575 | Vejen | Land |  |  | 497215.9 | 6146116.49 | SDFE2018 |  | Ukendt Ukendt | 0
571313134499053790 | 2016-12-07 | 10 | 14 | 18 | Solid Wind Power A/S | SWP10-14TG20 | 575 | Vejen | Land |  |  |  |  | Stamdata |  | Solid Wind Power A/S SWP10-14TG20 | Bonus.B23.150
570715000001516657 | 2016-05-23 | 10 | 13 | 18.2 | Gaia-Wind Ltd | Gaia Wind 133-10 kW | 580 | Aabenraa | Land |  |  | 538637.29 | 6097282.76 | SDFE2018 |  | Gaia-Wind Ltd Gaia Wind 133-10 kW | 0
571313134499053622 | 2016-12-08 | 10 | 14 | 18 | Solid Wind Power A/S | SWP10-14TG20 | 580 | Aabenraa | Land |  |  |  |  | Stamdata |  | Solid Wind Power A/S SWP10-14TG20 | Bonus.B23.150
571313134499053950 | 2016-11-03 | 10 | 13 | 18 | Gaia-Wind Ltd | Gaia Wind 133-10 kW | 580 | Aabenraa | Land |  |  |  |  | Stamdata |  | Gaia-Wind Ltd Gaia Wind 133-10 kW | 0
571313134499053998 | 2016-11-03 | 10 | 13 | 18 | Gaia-Wind Ltd | Gaia Wind 133-10 kW | 580 | Aabenraa | Land |  |  |  |  | Stamdata |  | Gaia-Wind Ltd Gaia Wind 133-10 kW | 0
571313134499054049 | 2016-11-14 | 10 | 13 | 18.2 | Gaia-Wind Ltd | Gaia Wind 133-10 kW | 580 | Aabenraa | Land |  |  |  |  | Stamdata |  | Gaia-Wind Ltd Gaia Wind 133-10 kW | 0
571313134499055350 | 2016-11-14 | 10 | 13 | 18.2 | Gaia-Wind Ltd | Gaia Wind 133-10 kW | 580 | Aabenraa | Land |  |  |  |  | Stamdata |  | Gaia-Wind Ltd Gaia Wind 133-10 kW | 0
571313134499055954 | 2016-12-15 | 10 | 13 | 18.2 | Gaia-Wind Ltd | Gaia Wind 133-10 kW | 580 | Aabenraa | Land |  |  |  |  | Stamdata |  | Gaia-Wind Ltd Gaia Wind 133-10 kW | 0
571313134499055992 | 2016-12-15 | 10 | 13 | 18.2 | Gaia-Wind Ltd | Gaia Wind 133-10 kW | 580 | Aabenraa | Land |  |  |  |  | Stamdata |  | Gaia-Wind Ltd Gaia Wind 133-10 kW | 0
571313134499056937 | 2017-08-29 | 10 | 14 | 18 | Solid Wind Power A/S | SWP10-14TG20 | 580 | Aabenraa | Land |  |  |  |  | Stamdata |  | Solid Wind Power A/S SWP10-14TG20 | Bonus.B23.150
571313134499061627 | 2017-01-12 | 10 | 14 | 18 | Solid Wind Power A/S | SWP10-14TG20 | 580 | Aabenraa | Land |  |  |  |  | Stamdata |  | Solid Wind Power A/S SWP10-14TG20 | Bonus.B23.150
571313134499063171 | 2017-02-08 | 10 | 14 | 18 | Solid Wind Power A/S | SWP10-14TG20 | 580 | Aabenraa | Land |  |  |  |  | Stamdata |  | Solid Wind Power A/S SWP10-14TG20 | Bonus.B23.150
571313134499063232 | 2017-02-08 | 10 | 14 | 18 | Solid Wind Power A/S | SWP10-14TG20 | 580 | Aabenraa | Land |  |  |  |  | Stamdata |  | Solid Wind Power A/S SWP10-14TG20 | Bonus.B23.150
571313134499083063 | 2017-09-11 | 10 | 13 | 18.2 | Gaia-Wind Ltd | Gaia Wind 133-10 kW | 580 | Aabenraa | Land |  |  |  |  | Stamdata |  | Gaia-Wind Ltd Gaia Wind 133-10 kW | 0
571313134499089980 | 2017-10-17 | 10 | 13 | 18.3 | Gaia-Wind Ltd | Gaia Wind 133-10 kW | 580 | Aabenraa | Land |  |  |  |  | Stamdata |  | Gaia-Wind Ltd Gaia Wind 133-10 kW | 0
571313134499090023 | 2017-10-17 | 10 | 13 | 18.3 | Gaia-Wind Ltd | Gaia Wind 133-10 kW | 580 | Aabenraa | Land |  |  |  |  | Stamdata |  | Gaia-Wind Ltd Gaia Wind 133-10 kW | 0
571313144500800442 | 2013-12-01 | 10 | 13 | 18.2 | Gaia-Wind Ltd | Gaia Wind 133-10 kW | 580 | Aabenraa | Land |  |  | 535203.35 | 6089746.34 | SDFE2018 |  | Gaia-Wind Ltd Gaia Wind 133-10 kW | 0
571313144500801128 | 2014-06-01 | 10 | 16 | 17 | Solid Wind Power A/S | SWP-10-16 TG20 | 580 | Aabenraa | Land |  |  | 533695.92 | 6093348.58 | SDFE2018 |  | Solid Wind Power A/S SWP-10-16 TG20 | 0
571313144500808196 | 2014-12-19 | 10 | 13 | 18.2 | Ukendt | Ukendt | 580 | Aabenraa | Land |  |  | 538703.91 | 6097204.82 | SDFE2018 |  | Ukendt Ukendt | 0
571313124490014487 | 2016-10-18 | 10 | 13 | 18 | Ukendt | Ukendt | 607 | Fredericia | Land |  |  |  |  | Stamdata |  | Ukendt Ukendt | 0
571313113162041586 | 2015-12-01 | 10 | 13 | 18.2 | Gaia-Wind Ltd | Gaia Wind 133-10 kW | 615 | Horsens | Land |  |  | 534177.39 | 6202624.73 | SDFE2018 |  | Gaia-Wind Ltd Gaia Wind 133-10 kW | 0
571313134499062457 | 2017-01-30 | 10 | 14 | 18 | Solid Wind Power A/S | SWP10-14TG20 | 621 | Kolding | Land |  |  |  |  | Stamdata |  | Solid Wind Power A/S SWP10-14TG20 | Bonus.B23.150
571313134499221779 | 2019-08-09 | 10 | 9 | 20 | KVA Vind | KVA Vind 10-10 | 621 | Kolding | Land |  |  |  |  | Stamdata |  | KVA Vind KVA Vind 10-10 | 0
570715000001454317 | 2015-06-30 | 10 | 14 | 18 | Solid Wind Power A/S | SWP-10-16 TG20 | 630 | Vejle | Land |  |  | 470057.77 | 6193932.25 | SDFE2018 |  | Solid Wind Power A/S SWP-10-16 TG20 | 0
570715000001483188 | 2015-10-26 | 10 | 13 | 18.2 | Gaia-Wind Ltd | Gaia Wind 133-10 kW | 630 | Vejle | Land |  |  |  |  | Stamdata |  | Gaia-Wind Ltd Gaia Wind 133-10 kW | 0
570715000001563378 | 2017-04-01 | 10 | 13 | 18 | Gaia-Wind Ltd | Gaia Wind 133-10 kW | 630 | Vejle | Land |  |  |  |  | Stamdata |  | Gaia-Wind Ltd Gaia Wind 133-10 kW | 0
571313124800066571 | 2015-06-23 | 10 | 13 | 18 | Gaia-Wind Ltd | Gaia Wind 133-10 kW | 630 | Vejle | Land |  |  |  |  | Stamdata |  | Gaia-Wind Ltd Gaia Wind 133-10 kW | 0
571313124800067073 | 2015-10-28 | 10 | 13 | 18.2 | Gaia-Wind Ltd | Gaia Wind 133-10 kW | 630 | Vejle | Land |  |  | 525683.39 | 6175627.71 | SDFE2018 |  | Gaia-Wind Ltd Gaia Wind 133-10 kW | 0
571313124890992699 | 2017-03-31 | 10 | 7.1 | 18 | Ukendt | Ukendt | 630 | Vejle | Land |  |  |  |  | Stamdata |  | Ukendt Ukendt | 0
571313124890993696 | 2017-10-27 | 10 | 13 | 18.3 | Gaia-Wind Ltd | Gaia Wind 133-10 kW | 630 | Vejle | Land |  |  |  |  | Stamdata |  | Gaia-Wind Ltd Gaia Wind 133-10 kW | 0
570715000001512888 | 2016-04-21 | 10 | 14 | 18 | Solid Wind Power A/S | SWP10-14TG20 | 657 | Herning | Land |  |  | 481622 | 6233799.95 | SDFE2018 |  | Solid Wind Power A/S SWP10-14TG20 | Bonus.B23.150
571313113162250582 | 2018-09-26 | 10 | 7.1 | 21 | Ukendt | Ukendt | 657 | Herning | Land |  |  |  |  | Stamdata |  | Ukendt Ukendt | 0
571313134700402751 | 2014-12-23 | 10 | 13 | 18 | Ukendt | Ukendt | 657 | Herning | Land |  |  |  |  | Stamdata |  | Ukendt Ukendt | 0
571313134700403277 | 2015-10-29 | 10 | 7.1 | 21.4 | Ukendt | Ukendt | 657 | Herning | Land |  |  | 478734.02 | 6238527.48 | SDFE2018 |  | Ukendt Ukendt | 0
571313134808007315 | 2015-07-29 | 10 | 13 | 18 | Gaia-Wind Ltd | Gaia Wind 133-10 kW | 657 | Herning | Land |  |  |  |  | Stamdata |  | Gaia-Wind Ltd Gaia Wind 133-10 kW | 0
571313134890158384 | 2015-09-25 | 10 | 13 | 18.2 | Gaia-Wind Ltd | Gaia Wind 133-10 kW | 657 | Herning | Land |  |  | 472451.97 | 6230154.14 | SDFE2018 |  | Gaia-Wind Ltd Gaia Wind 133-10 kW | 0
571313134890183935 | 2016-10-04 | 10 | 13 | 18.2 | Gaia-Wind Ltd | Gaia Wind 133-10 kW | 657 | Herning | Land |  |  |  |  | Stamdata |  | Gaia-Wind Ltd Gaia Wind 133-10 kW | 0
571313135300538949 | 2014-02-11 | 10 | 7.1 | 18 | Ukendt | Ukendt | 657 | Herning | Land |  |  | 502714.87 | 6207586.77 | SDFE2018 |  | Ukendt Ukendt | 0
571313135300539045 | 2014-02-20 | 10 | 7.1 | 18 | Zenia Energy | Zenia ZA 10 | 657 | Herning | Land |  |  | 503140.22 | 6209317.97 | SDFE2018 |  | Zenia Energy Zenia ZA 10 | 0
571313135300541000 | 2014-10-28 | 10 | 7.1 | 21 | Ukendt | Ukendt | 657 | Herning | Land |  |  | 487362 | 6236869.32 | SDFE2018 |  | Ukendt Ukendt | 0
571313135300544926 | 2015-06-11 | 10 | 7.1 | 21.4 | Ukendt | Ukendt | 657 | Herning | Land |  |  | 491460.18 | 6231731.63 | SDFE2018 |  | Ukendt Ukendt | 0
571313135300584830 | 2015-06-24 | 10 | 13 | 18.2 | Gaia-Wind Ltd | Gaia Wind 133-10 kW | 657 | Herning | Land |  |  | 484089.99 | 6227984.17 | SDFE2018 |  | Gaia-Wind Ltd Gaia Wind 133-10 kW | 0
571313135300607782 | 2015-07-29 | 10 | 13 | 18.2 | Gaia-Wind Ltd | Gaia Wind 133-10 kW | 657 | Herning | Land |  |  | 489918.73 | 6238583.92 | SDFE2018 |  | Gaia-Wind Ltd Gaia Wind 133-10 kW | 0
571313135300608260 | 2015-09-26 | 10 | 7.1 | 21.4 | Ukendt | Ukendt | 657 | Herning | Land |  |  | 485453.07 | 6232182.99 | SDFE2018 |  | Ukendt Ukendt | 0
571313135300609328 | 2015-09-22 | 10 | 7.1 | 18 | Ukendt | Ukendt | 657 | Herning | Land |  |  |  |  | Stamdata |  | Ukendt Ukendt | 0
571313135300609342 | 2015-09-22 | 10 | 7.1 | 18 | Ukendt | Ukendt | 657 | Herning | Land |  |  | 502673.33 | 6207438.54 | SDFE2018 |  | Ukendt Ukendt | 0
571313135300609366 | 2015-10-20 | 10 | 7.1 | 18 | Ukendt | Ukendt | 657 | Herning | Land |  |  |  |  | Stamdata |  | Ukendt Ukendt | 0
571313135300613141 | 2016-01-24 | 10 | 7.1 | 18 | Ukendt | Ukendt | 657 | Herning | Land |  |  | 501348.54 | 6209620.61 | SDFE2018 |  | Ukendt Ukendt | 0
571313135300613257 | 2015-12-17 | 10 | 13 | 18.2 | Gaia-Wind Ltd | Gaia Wind 133-10 kW | 657 | Herning | Land |  |  | 493198.1 | 6222570.22 | SDFE2018 |  | Gaia-Wind Ltd Gaia Wind 133-10 kW | 0
571313135300613332 | 2015-12-01 | 10 | 14 | 18 | Solid Wind Power A/S | SWP10-14TG20 | 657 | Herning | Land |  |  |  |  | Stamdata |  | Solid Wind Power A/S SWP10-14TG20 | Bonus.B23.150
571313135300616357 | 2016-05-03 | 10 | 14 | 18 | Solid Wind Power A/S | SWP10-14TG20 | 657 | Herning | Land |  |  |  |  | Stamdata |  | Solid Wind Power A/S SWP10-14TG20 | Bonus.B23.150
571313135300616562 | 2016-05-24 | 10 | 13 | 18.2 | Gaia-Wind Ltd | Gaia Wind 133-10 kW | 657 | Herning | Land |  |  | 489676.86 | 6216684.03 | SDFE2018 |  | Gaia-Wind Ltd Gaia Wind 133-10 kW | 0
571313135300620774 | 2016-12-19 | 10 | 7.1 | 21 | Ukendt | Ukendt | 657 | Herning | Land |  |  |  |  | Stamdata |  | Ukendt Ukendt | 0
571313113162092397 | 2016-12-17 | 10 | 7.1 | 21.4 | Ukendt | Ukendt | 661 | Holstebro | Land |  |  |  |  | Stamdata |  | Ukendt Ukendt | 0
571313134700402591 | 2014-09-10 | 10 | 7 | 21.4 | Ukendt | Ukendt | 661 | Holstebro | Land |  |  | 489111.69 | 6250709.47 | SDFE2018 |  | Ukendt Ukendt | 0
571313134700403222 | 2015-10-07 | 10 | 7.1 | 21.4 | Ukendt | Ukendt | 661 | Holstebro | Land |  |  |  |  | Stamdata |  | Ukendt Ukendt | 0
571313134700403390 | 2015-12-28 | 10 | 13 | 18.2 | Gaia-Wind Ltd | Gaia Wind 133-10 kW | 661 | Holstebro | Land |  |  | 471487.9 | 6249092.28 | SDFE2018 |  | Gaia-Wind Ltd Gaia Wind 133-10 kW | 0
571313134700403406 | 2015-12-11 | 10 | 14 | 18 | Solid Wind Power A/S | SWP10-14TG20 | 661 | Holstebro | Land |  |  | 473490.44 | 6251015.01 | SDFE2018 |  | Solid Wind Power A/S SWP10-14TG20 | Bonus.B23.150
571313134700403437 | 2015-12-17 | 10 | 14 | 18 | Solid Wind Power A/S | SWP10-14TG20 | 661 | Holstebro | Land |  |  | 473411.21 | 6250588.47 | SDFE2018 |  | Solid Wind Power A/S SWP10-14TG20 | Bonus.B23.150
571313134700403543 | 2016-04-04 | 10 | 13 | 18.2 | Gaia-Wind Ltd | Gaia Wind 133-10 kW | 661 | Holstebro | Land |  |  | 481253.46 | 6248875.56 | SDFE2018 |  | Gaia-Wind Ltd Gaia Wind 133-10 kW | 0
571313134700403581 | 2016-04-27 | 10 | 14 | 18 | Solid Wind Power A/S | SWP10-14TG20 | 661 | Holstebro | Land |  |  |  |  | Stamdata |  | Solid Wind Power A/S SWP10-14TG20 | Bonus.B23.150
571313134700403604 | 2016-05-02 | 10 | 14 | 18 | Solid Wind Power A/S | SWP10-14TG20 | 661 | Holstebro | Land |  |  |  |  | Stamdata |  | Solid Wind Power A/S SWP10-14TG20 | Bonus.B23.150
571313134700404014 | 2016-10-12 | 10 | 13 | 18.3 | Gaia-Wind Ltd | Gaia Wind 133-10 kW | 661 | Holstebro | Land |  |  |  |  | Stamdata |  | Gaia-Wind Ltd Gaia Wind 133-10 kW | 0
571313134700404021 | 2016-10-12 | 10 | 13 | 18.3 | Gaia-Wind Ltd | Gaia Wind 133-10 kW | 661 | Holstebro | Land |  |  |  |  | Stamdata |  | Gaia-Wind Ltd Gaia Wind 133-10 kW | 0
571313134700404038 | 2016-10-12 | 10 | 13 | 18.3 | Gaia-Wind Ltd | Gaia Wind 133-10 kW | 661 | Holstebro | Land |  |  |  |  | Stamdata |  | Gaia-Wind Ltd Gaia Wind 133-10 kW | 0
571313134700404045 | 2016-10-12 | 10 | 13 | 18.3 | Gaia-Wind Ltd | Gaia Wind 133-10 kW | 661 | Holstebro | Land |  |  |  |  | Stamdata |  | Gaia-Wind Ltd Gaia Wind 133-10 kW | 0
571313134700404052 | 2016-11-30 | 10 | 14 | 18 | Solid Wind Power A/S | SWP10-14TG20 | 661 | Holstebro | Land |  |  |  |  | Stamdata |  | Solid Wind Power A/S SWP10-14TG20 | Bonus.B23.150
571313134700404069 | 2016-11-02 | 10 | 14 | 18 | Solid Wind Power A/S | SWP10-14TG20 | 661 | Holstebro | Land |  |  |  |  | Stamdata |  | Solid Wind Power A/S SWP10-14TG20 | Bonus.B23.150
571313134700404076 | 2017-01-02 | 10 | 7.1 | 21.4 | Ukendt | Ukendt | 661 | Holstebro | Land |  |  |  |  | Stamdata |  | Ukendt Ukendt | 0
571313134700404113 | 2017-02-07 | 10 | 14 | 18 | Solid Wind Power A/S | SWP10-14TG20 | 661 | Holstebro | Land |  |  |  |  | Stamdata |  | Solid Wind Power A/S SWP10-14TG20 | Bonus.B23.150
571313134700404229 | 2017-05-03 | 10 | 14 | 18 | Solid Wind Power A/S | SWP10-14TG20 | 661 | Holstebro | Land |  |  |  |  | Stamdata |  | Solid Wind Power A/S SWP10-14TG20 | Bonus.B23.150
571313134890184192 | 2014-09-24 | 10 | 13 | 18 | Gaia-Wind Ltd | HB 101 | 661 | Holstebro | Land |  |  |  |  | Stamdata |  | Gaia-Wind Ltd HB 101 | 0
571313134890188114 | 2017-10-04 | 10 | 14 | 18 | Solid Wind Power A/S | SWP10-14TG20 | 661 | Holstebro | Land |  |  |  |  | Stamdata |  | Solid Wind Power A/S SWP10-14TG20 | Bonus.B23.150
571313135100238803 | 2015-12-28 | 10 | 13 | 18.2 | Gaia-Wind Ltd | Gaia Wind 133-10 kW | 661 | Holstebro | Land |  |  |  |  | Stamdata |  | Gaia-Wind Ltd Gaia Wind 133-10 kW | 0
571313135100241148 | 2016-11-29 | 10 | 14 | 18 | Solid Wind Power A/S | SWP10-14TG20 | 661 | Holstebro | Land |  |  |  |  | Stamdata |  | Solid Wind Power A/S SWP10-14TG20 | Bonus.B23.150
571313135300538772 | 2015-03-01 | 10 | 7 | 21 | Ukendt | Ukendt | 661 | Holstebro | Land |  |  |  |  | Stamdata |  | Ukendt Ukendt | 0
571313134700402577 | 2014-04-25 | 10 | 12 | 18 | Genvind | GV 20 | 665 | Lemvig | Land |  |  | 448438.56 | 6273834.52 | SDFE2018 |  | Genvind GV 20 | 0
571313134700402744 | 2014-12-17 | 10 | 7 | 21 | Ukendt | Ukendt | 665 | Lemvig | Land |  |  | 462423.66 | 6265547.6 | SDFE2018 |  | Ukendt Ukendt | 0
571313134700402799 | 2015-03-10 | 10 | 7.1 | 21.4 | Ukendt | Ukendt | 665 | Lemvig | Land |  |  | 454044.63 | 6266665.48 | SDFE2018 |  | Ukendt Ukendt | 0
571313134700402829 | 2015-03-26 | 10 | 7.1 | 21.4 | Ukendt | Ukendt | 665 | Lemvig | Land |  |  | 461700.96 | 6266601.4 | SDFE2018 |  | Ukendt Ukendt | 0
571313134700402867 | 2015-04-28 | 10 | 14 | 18 | Solid Wind Power A/S | SWP10-14TG20 | 665 | Lemvig | Land |  |  | 451436.81 | 6255545.09 | SDFE2018 |  | Solid Wind Power A/S SWP10-14TG20 | Bonus.B23.150
571313134700402874 | 2015-05-06 | 10 | 7.1 | 21 | Ukendt | Ukendt | 665 | Lemvig | Land |  |  | 449569 | 6265509.66 | SDFE2018 |  | Ukendt Ukendt | 0
571313134700402904 | 2015-06-01 | 10 | 14 | 18 | Solid Wind Power A/S | SWP25-14TG20 | 665 | Lemvig | Land |  |  | 454924 | 6265574.27 | SDFE2018 |  | Solid Wind Power A/S SWP25-14TG20 | Bonus.B23.150
571313134700402928 | 2015-06-24 | 10 | 7.1 | 21.4 | Ukendt | Ukendt | 665 | Lemvig | Land |  |  | 463731.51 | 6265767.08 | SDFE2018 |  | Ukendt Ukendt | 0
571313134700402935 | 2015-06-30 | 10 | 13 | 18.2 | Gaia-Wind Ltd | Gaia Wind 133-10 kW | 665 | Lemvig | Land |  |  | 451247.83 | 6267560 | SDFE2018 |  | Gaia-Wind Ltd Gaia Wind 133-10 kW | 0
571313134700402942 | 2015-07-15 | 10 | 7.1 | 21.4 | Ukendt | Ukendt | 665 | Lemvig | Land |  |  | 463201.58 | 6265418.73 | SDFE2018 |  | Ukendt Ukendt | 0
571313134700402959 | 2015-08-17 | 10 | 14 | 18 | Solid Wind Power A/S | SWP25-14TG20 | 665 | Lemvig | Land |  |  | 454639.54 | 6267277.76 | SDFE2018 |  | Solid Wind Power A/S SWP25-14TG20 | Bonus.B23.150
571313134700402973 | 2015-08-17 | 10 | 14 | 18 | Solid Wind Power A/S | SWP-10-16 TG20 | 665 | Lemvig | Land |  |  | 449874.09 | 6264132.01 | SDFE2018 |  | Solid Wind Power A/S SWP-10-16 TG20 | 0
571313134700403109 | 2015-09-07 | 10 | 14 | 18 | Solid Wind Power A/S | SWP25-14TG20 | 665 | Lemvig | Land |  |  | 451518.86 | 6251129.14 | SDFE2018 |  | Solid Wind Power A/S SWP25-14TG20 | Bonus.B23.150
571313134700403116 | 2015-10-02 | 10 | 13 | 18.2 | Gaia-Wind Ltd | Gaia Wind 133-10 kW | 665 | Lemvig | Land |  |  | 460694.44 | 6266469.04 | SDFE2018 |  | Gaia-Wind Ltd Gaia Wind 133-10 kW | 0
571313134700403123 | 2015-09-09 | 10 | 7.1 | 21.4 | Ukendt | Ukendt | 665 | Lemvig | Land |  |  | 452843.84 | 6261925.55 | SDFE2018 |  | Ukendt Ukendt | 0
571313134700403130 | 2015-09-21 | 10 | 7.1 | 21 | Ukendt | Ukendt | 665 | Lemvig | Land |  |  | 449273.38 | 6261062.13 | SDFE2018 |  | Ukendt Ukendt | 0
571313134700403147 | 2015-09-21 | 10 | 7.1 | 21.4 | Ukendt | Ukendt | 665 | Lemvig | Land |  |  | 457178.6 | 6264285.4 | SDFE2018 |  | Ukendt Ukendt | 0
571313134700403154 | 2015-09-23 | 10 | 14 | 18 | Solid Wind Power A/S | SWP25-14TG20 | 665 | Lemvig | Land |  |  | 459812.39 | 6264214.13 | SDFE2018 |  | Solid Wind Power A/S SWP25-14TG20 | Bonus.B23.150
571313134700403161 | 2015-09-23 | 10 | 7.1 | 21.4 | Ukendt | Ukendt | 665 | Lemvig | Land |  |  | 452653.26 | 6255473.1 | SDFE2018 |  | Ukendt Ukendt | 0
571313134700403185 | 2015-09-30 | 10 | 14 | 18 | Solid Wind Power A/S | SWP10-14TG20 | 665 | Lemvig | Land |  |  | 454969.29 | 6265243.57 | SDFE2018 |  | Solid Wind Power A/S SWP10-14TG20 | Bonus.B23.150
571313134700403192 | 2015-09-30 | 10 | 14 | 18 | Solid Wind Power A/S | SWP10-14TG20 | 665 | Lemvig | Land |  |  | 455339.16 | 6264840.26 | SDFE2018 |  | Solid Wind Power A/S SWP10-14TG20 | Bonus.B23.150
571313134700403208 | 2015-09-30 | 10 | 7.1 | 21.4 | Ukendt | Ukendt | 665 | Lemvig | Land |  |  | 455513.43 | 6254576.96 | SDFE2018 |  | Ukendt Ukendt | 0
571313134700403215 | 2015-10-01 | 10 | 14 | 18 | Solid Wind Power A/S | SWP10-14TG20 | 665 | Lemvig | Land |  |  | 458226.23 | 6264849.55 | SDFE2018 |  | Solid Wind Power A/S SWP10-14TG20 | Bonus.B23.150
571313134700403239 | 2015-10-20 | 10 | 14 | 18 | Solid Wind Power A/S | SWP10-14TG20 | 665 | Lemvig | Land |  |  | 455809.12 | 6255988.23 | SDFE2018 |  | Solid Wind Power A/S SWP10-14TG20 | Bonus.B23.150
571313134700403246 | 2015-10-21 | 10 | 7.1 | 21.4 | Ukendt | Ukendt | 665 | Lemvig | Land |  |  |  |  | Stamdata |  | Ukendt Ukendt | 0
571313134700403253 | 2015-10-21 | 10 | 7.1 | 21.4 | Ukendt | Ukendt | 665 | Lemvig | Land |  |  | 450063.93 | 6268751.72 | SDFE2018 |  | Ukendt Ukendt | 0
571313134700403284 | 2015-11-02 | 10 | 14 | 18 | Solid Wind Power A/S | SWP10-14TG20 | 665 | Lemvig | Land |  |  | 453131.32 | 6261279.35 | SDFE2018 |  | Solid Wind Power A/S SWP10-14TG20 | Bonus.B23.150
571313134700403291 | 2015-11-05 | 10 | 14 | 18 | Solid Wind Power A/S | SWP10-14TG20 | 665 | Lemvig | Land |  |  | 462990.31 | 6264961.29 | SDFE2018 |  | Solid Wind Power A/S SWP10-14TG20 | Bonus.B23.150
571313134700403307 | 2015-11-05 | 10 | 7.1 | 21 | Ukendt | Ukendt | 665 | Lemvig | Land |  |  |  |  | Stamdata |  | Ukendt Ukendt | 0
571313134700403314 | 2015-11-09 | 10 | 14 | 18 | Solid Wind Power A/S | SWP10-14TG20 | 665 | Lemvig | Land |  |  | 451512.49 | 6261836.86 | SDFE2018 |  | Solid Wind Power A/S SWP10-14TG20 | Bonus.B23.150
571313134700403321 | 2015-11-09 | 10 | 14 | 18 | Solid Wind Power A/S | SWP10-14TG20 | 665 | Lemvig | Land |  |  | 462657 | 6266539.46 | SDFE2018 |  | Solid Wind Power A/S SWP10-14TG20 | Bonus.B23.150
571313134700403338 | 2015-11-09 | 10 | 14 | 18 | Solid Wind Power A/S | SWP10-14TG20 | 665 | Lemvig | Land |  |  | 456048.55 | 6263405.3 | SDFE2018 |  | Solid Wind Power A/S SWP10-14TG20 | Bonus.B23.150
571313134700403345 | 2015-11-12 | 10 | 7.1 | 21.4 | Ukendt | Ukendt | 665 | Lemvig | Land |  |  | 451400.16 | 6262104.87 | SDFE2018 |  | Ukendt Ukendt | 0
571313134700403369 | 2015-11-30 | 10 | 14 | 18 | Solid Wind Power A/S | SWP10-14TG20 | 665 | Lemvig | Land |  |  | 450762.92 | 6265760.82 | SDFE2018 |  | Solid Wind Power A/S SWP10-14TG20 | Bonus.B23.150
571313134700403376 | 2015-12-03 | 10 | 14 | 18 | Solid Wind Power A/S | SWP10-14TG20 | 665 | Lemvig | Land |  |  | 449679.43 | 6265052.84 | SDFE2018 |  | Solid Wind Power A/S SWP10-14TG20 | Bonus.B23.150
571313134700403383 | 2015-12-09 | 10 | 13 | 18.2 | Gaia-Wind Ltd | Gaia Wind 133-10 kW | 665 | Lemvig | Land |  |  | 460053.74 | 6266683.56 | SDFE2018 |  | Gaia-Wind Ltd Gaia Wind 133-10 kW | 0
571313134700403413 | 2015-12-16 | 10 | 14 | 18 | Solid Wind Power A/S | SWP10-14TG20 | 665 | Lemvig | Land |  |  | 451266.39 | 6263230.75 | SDFE2018 |  | Solid Wind Power A/S SWP10-14TG20 | Bonus.B23.150
571313134700403420 | 2015-12-17 | 10 | 13 | 18 | HSWind Aps | Viking 10VS | 665 | Lemvig | Land |  |  |  |  | Stamdata |  | HSWind Aps Viking 10VS | 0
571313134700403451 | 2016-01-13 | 10 | 14 | 18 | Solid Wind Power A/S | SWP10-14TG20 | 665 | Lemvig | Land |  |  | 452291.31 | 6254148.07 | SDFE2018 |  | Solid Wind Power A/S SWP10-14TG20 | Bonus.B23.150
571313134700403468 | 2016-02-09 | 10 | 14 | 18 | Solid Wind Power A/S | SWP10-14TG20 | 665 | Lemvig | Land |  |  | 451925.21 | 6263300.51 | SDFE2018 |  | Solid Wind Power A/S SWP10-14TG20 | Bonus.B23.150
571313134700403482 | 2016-01-26 | 10 | 14 | 18 | Solid Wind Power A/S | SWP10-14TG20 | 665 | Lemvig | Land |  |  | 462330.61 | 6267262.89 | SDFE2018 |  | Solid Wind Power A/S SWP10-14TG20 | Bonus.B23.150
571313134700403499 | 2016-02-15 | 10 | 7.1 | 21.4 | Ukendt | Ukendt | 665 | Lemvig | Land |  |  | 453693.35 | 6264587.73 | SDFE2018 |  | Ukendt Ukendt | 0
571313134700403512 | 2016-03-09 | 10 | 14 | 18 | Solid Wind Power A/S | SWP10-14TG20 | 665 | Lemvig | Land |  |  | 449598.29 | 6259356.13 | SDFE2018 |  | Solid Wind Power A/S SWP10-14TG20 | Bonus.B23.150
571313134700403529 | 2016-03-10 | 10 | 7.1 | 21.4 | Ukendt | Ukendt | 665 | Lemvig | Land |  |  | 463746.9 | 6266249.75 | SDFE2018 |  | Ukendt Ukendt | 0
571313134700403536 | 2016-03-16 | 10 | 7.1 | 21 | Ukendt | Ukendt | 665 | Lemvig | Land |  |  | 452987.97 | 6255336.78 | SDFE2018 |  | Ukendt Ukendt | 0
571313134700403550 | 2016-04-05 | 10 | 7.1 | 21.4 | Ukendt | Ukendt | 665 | Lemvig | Land |  |  |  |  | Stamdata |  | Ukendt Ukendt | 0
571313134700403567 | 2016-04-06 | 10 | 13 | 18.2 | Gaia-Wind Ltd | Gaia Wind 133-10 kW | 665 | Lemvig | Land |  |  | 453933.54 | 6250561.14 | SDFE2018 |  | Gaia-Wind Ltd Gaia Wind 133-10 kW | 0
571313134700403598 | 2016-05-19 | 10 | 14 | 18 | Solid Wind Power A/S | SWP10-14TG20 | 665 | Lemvig | Land |  |  |  |  | Stamdata |  | Solid Wind Power A/S SWP10-14TG20 | Bonus.B23.150
571313134700403611 | 2016-05-03 | 10 | 14 | 18 | Solid Wind Power A/S | SWP10-14TG20 | 665 | Lemvig | Land |  |  | 453425.99 | 6252286.83 | SDFE2018 |  | Solid Wind Power A/S SWP10-14TG20 | Bonus.B23.150
571313134700403628 | 2016-06-13 | 10 | 14 | 18 | Solid Wind Power A/S | SWP10-14TG20 | 665 | Lemvig | Land |  |  |  |  | Stamdata |  | Solid Wind Power A/S SWP10-14TG20 | Bonus.B23.150
571313134700403642 | 2016-05-25 | 10 | 14 | 18 | Solid Wind Power A/S | SWP10-14TG20 | 665 | Lemvig | Land |  |  | 452802.27 | 6267421.43 | SDFE2018 |  | Solid Wind Power A/S SWP10-14TG20 | Bonus.B23.150
571313134700403666 | 2016-06-15 | 10 | 14 | 18 | Solid Wind Power A/S | SWP10-14TG20 | 665 | Lemvig | Land |  |  |  |  | Stamdata |  | Solid Wind Power A/S SWP10-14TG20 | Bonus.B23.150
571313134700403673 | 2016-07-07 | 10 | 14 | 18 | Solid Wind Power A/S | SWP10-14TG20 | 665 | Lemvig | Land |  |  |  |  | Stamdata |  | Solid Wind Power A/S SWP10-14TG20 | Bonus.B23.150
571313134700403680 | 2016-10-18 | 10 | 14 | 18 | Solid Wind Power A/S | SWP10-14TG20 | 665 | Lemvig | Land |  |  |  |  | Stamdata |  | Solid Wind Power A/S SWP10-14TG20 | Bonus.B23.150
571313134700403949 | 2016-10-13 | 10 | 14 | 18 | Solid Wind Power A/S | SWP10-14TG20 | 665 | Lemvig | Land |  |  |  |  | Stamdata |  | Solid Wind Power A/S SWP10-14TG20 | Bonus.B23.150
571313134700403963 | 2016-10-17 | 10 | 14 | 18 | Solid Wind Power A/S | SWP10-14TG20 | 665 | Lemvig | Land |  |  |  |  | Stamdata |  | Solid Wind Power A/S SWP10-14TG20 | Bonus.B23.150
571313134700403970 | 2016-10-17 | 10 | 14 | 18 | Solid Wind Power A/S | SWP10-14TG20 | 665 | Lemvig | Land |  |  |  |  | Stamdata |  | Solid Wind Power A/S SWP10-14TG20 | Bonus.B23.150
571313134700403987 | 2016-10-18 | 10 | 14 | 18 | Solid Wind Power A/S | SWP10-14TG20 | 665 | Lemvig | Land |  |  |  |  | Stamdata |  | Solid Wind Power A/S SWP10-14TG20 | Bonus.B23.150
571313134700404106 | 2016-12-12 | 10 | 14 | 18 | Solid Wind Power A/S | SWP10-14TG20 | 665 | Lemvig | Land |  |  |  |  | Stamdata |  | Solid Wind Power A/S SWP10-14TG20 | Bonus.B23.150
571313134700404137 | 2017-02-14 | 10 | 13 | 18.3 | Gaia-Wind Ltd | Gaia Wind 133-10 kW | 665 | Lemvig | Land |  |  |  |  | Stamdata |  | Gaia-Wind Ltd Gaia Wind 133-10 kW | 0
571313134700404267 | 2017-06-26 | 10 | 13 | 18.3 | Gaia-Wind Ltd | Gaia Wind 133-10 kW | 665 | Lemvig | Land |  |  |  |  | Stamdata |  | Gaia-Wind Ltd Gaia Wind 133-10 kW | 0
571313134700404274 | 2017-08-16 | 10 | 13 | 18.3 | Gaia-Wind Ltd | Gaia Wind 133-10 kW | 665 | Lemvig | Land |  |  |  |  | Stamdata |  | Gaia-Wind Ltd Gaia Wind 133-10 kW | 0
571313134700404298 | 2017-09-04 | 10 | 13 | 18.3 | Gaia-Wind Ltd | Gaia Wind 133-10 kW | 665 | Lemvig | Land |  |  |  |  | Stamdata |  | Gaia-Wind Ltd Gaia Wind 133-10 kW | 0
571313134700404304 | 2017-09-13 | 10 | 13 | 18.3 | Gaia-Wind Ltd | Gaia Wind 133-10 kW | 665 | Lemvig | Land |  |  |  |  | Stamdata |  | Gaia-Wind Ltd Gaia Wind 133-10 kW | 0
571313134700404427 | 2017-10-25 | 10 | 14 | 18 | Solid Wind Power A/S | SWP10-14TG20 | 665 | Lemvig | Land |  |  |  |  | Stamdata |  | Solid Wind Power A/S SWP10-14TG20 | Bonus.B23.150
571313134700404434 | 2017-10-25 | 10 | 14 | 18 | Solid Wind Power A/S | SWP10-14TG20 | 665 | Lemvig | Land |  |  |  |  | Stamdata |  | Solid Wind Power A/S SWP10-14TG20 | Bonus.B23.150
570715000001440181 | 2015-03-27 | 10 | 7.1 | 21 | Ukendt | Ukendt | 671 | Struer | Land |  |  | 467869.58 | 6279113.98 | SDFE2018 |  | Ukendt Ukendt | 0
570715000001451262 | 2015-05-15 | 10 | 13 | 18.2 | Gaia-Wind Ltd | Gaia Wind 133-10 kW | 671 | Struer | Land |  |  | 470798.6 | 6273699.26 | SDFE2018 |  | Gaia-Wind Ltd Gaia Wind 133-10 kW | 0
570715000001488442 | 2015-11-21 | 10 | 7.1 | 21.4 | Ukendt | Ukendt | 671 | Struer | Land |  |  | 471917.51 | 6279135.07 | SDFE2018 |  | Ukendt Ukendt | 0
570715000001496546 | 2015-12-30 | 10 | 7.1 | 21.4 | Ukendt | Ukendt | 671 | Struer | Land |  |  | 469272.83 | 6277189.57 | SDFE2018 |  | Ukendt Ukendt | 0
570715000001496553 | 2015-12-09 | 10 | 17 | 18 | Solid Wind Power A/S | SWP25-14TG20 | 671 | Struer | Land |  |  |  |  | Stamdata |  | Solid Wind Power A/S SWP25-14TG20 | Bonus.B23.150
570715000001496560 | 2015-12-08 | 10 | 14 | 18 | Solid Wind Power A/S | SWP25-14TG20 | 671 | Struer | Land |  |  | 469046.05 | 6276891.35 | SDFE2018 |  | Solid Wind Power A/S SWP25-14TG20 | Bonus.B23.150
570715000001496577 | 2015-12-07 | 10 | 14 | 18 | Solid Wind Power A/S | SWP25-14TG20 | 671 | Struer | Land |  |  | 468823.3 | 6276552.05 | SDFE2018 |  | Solid Wind Power A/S SWP25-14TG20 | Bonus.B23.150
570715000001496607 | 2015-12-09 | 10 | 7.1 | 21.4 | Ukendt | Ukendt | 671 | Struer | Land |  |  | 468322.07 | 6277813.77 | SDFE2018 |  | Ukendt Ukendt | 0
570715000001499011 | 2015-12-18 | 10 | 7.1 | 21.4 | Ukendt | Ukendt | 671 | Struer | Land |  |  | 473106.66 | 6278130.91 | SDFE2018 |  | Ukendt Ukendt | 0
570715000001499035 | 2015-12-18 | 10 | 7.1 | 21 | Ukendt | Ukendt | 671 | Struer | Land |  |  | 468572.57 | 6278757.97 | SDFE2018 |  | Ukendt Ukendt | 0
570715000001531704 | 2016-08-11 | 10 | 7.1 | 21.4 | Ukendt | Ukendt | 671 | Struer | Land |  |  |  |  | Stamdata |  | Ukendt Ukendt | 0
570715000001550002 | 2016-11-09 | 10 | 14 | 18 | Solid Wind Power A/S | SWP10-14TG20 | 671 | Struer | Land |  |  |  |  | Stamdata |  | Solid Wind Power A/S SWP10-14TG20 | Bonus.B23.150
570715000001551245 | 2016-11-18 | 10 | 14 | 18 | Solid Wind Power A/S | SWP10-14TG20 | 671 | Struer | Land |  |  |  |  | Stamdata |  | Solid Wind Power A/S SWP10-14TG20 | Bonus.B23.150
570715000001551252 | 2016-11-18 | 10 | 14 | 18 | Solid Wind Power A/S | SWP10-14TG20 | 671 | Struer | Land |  |  |  |  | Stamdata |  | Solid Wind Power A/S SWP10-14TG20 | Bonus.B23.150
570715000001555151 | 2016-12-28 | 10 | 7.1 | 21.4 | Ukendt | Ukendt | 671 | Struer | Land |  |  |  |  | Stamdata |  | Ukendt Ukendt | 0
571313134700402775 | 2015-02-04 | 10 | 13 | 18 | Ukendt | Ukendt | 671 | Struer | Land |  |  | 471370.05 | 6256185.16 | SDFE2018 |  | Ukendt Ukendt | 0
571313134700402881 | 2015-05-26 | 10 | 7.1 | 21.4 | Ukendt | Ukendt | 671 | Struer | Land |  |  | 480404.2 | 6257377.41 | SDFE2018 |  | Ukendt Ukendt | 0
571313134700403475 | 2016-01-18 | 10 | 14 | 18 | Solid Wind Power A/S | SWP10-14TG20 | 671 | Struer | Land |  |  | 467903.03 | 6257500.25 | SDFE2018 |  | Solid Wind Power A/S SWP10-14TG20 | Bonus.B23.150
571313134700403505 | 2016-03-07 | 10 | 14 | 18 | Solid Wind Power A/S | SWP10-14TG20 | 671 | Struer | Land |  |  | 468271.64 | 6254896.88 | SDFE2018 |  | Solid Wind Power A/S SWP10-14TG20 | Bonus.B23.150
571313134700403635 | 2016-05-12 | 10 | 13 | 18.2 | Gaia-Wind Ltd | Gaia Wind 133-10 kW | 671 | Struer | Land |  |  | 471479.05 | 6254052.56 | SDFE2018 |  | Gaia-Wind Ltd Gaia Wind 133-10 kW | 0
571313134700403697 | 2016-10-18 | 10 | 14 | 18 | Solid Wind Power A/S | SWP10-14TG20 | 671 | Struer | Land |  |  |  |  | Stamdata |  | Solid Wind Power A/S SWP10-14TG20 | Bonus.B23.150
571313134700403994 | 2016-10-18 | 10 | 7.1 | 21.4 | Ukendt | Ukendt | 671 | Struer | Land |  |  |  |  | Stamdata |  | Ukendt Ukendt | 0
571313134700404007 | 2016-11-10 | 10 | 14 | 18 | Solid Wind Power A/S | SWP10-14TG20 | 671 | Struer | Land |  |  |  |  | Stamdata |  | Solid Wind Power A/S SWP10-14TG20 | Bonus.B23.150
571313134700404090 | 2016-11-29 | 10 | 14 | 18 | Solid Wind Power A/S | SWP10-14TG20 | 671 | Struer | Land |  |  |  |  | Stamdata |  | Solid Wind Power A/S SWP10-14TG20 | Bonus.B23.150
570715000001396884 | 2014-05-02 | 10 | 7.1 | 21 | Ukendt | Ukendt | 706 | Syddjurs | Land |  |  |  |  | Stamdata |  | Ukendt Ukendt | 0
570715000001443564 | 2015-05-16 | 10 | 13 | 18 | Gaia-Wind Ltd | Gaia Wind 133-10 kW | 706 | Syddjurs | Land |  |  |  |  | Stamdata |  | Gaia-Wind Ltd Gaia Wind 133-10 kW | 0
570715000001446725 | 2015-05-22 | 10 | 13 | 18.2 | Gaia-Wind Ltd | Gaia Wind 133-10 kW | 706 | Syddjurs | Land |  |  |  |  | Stamdata |  | Gaia-Wind Ltd Gaia Wind 133-10 kW | 0
570715000001447418 | 2015-05-20 | 10 | 7.1 | 21.4 | Ukendt | Ukendt | 706 | Syddjurs | Land |  |  |  |  | Stamdata |  | Ukendt Ukendt | 0
570715000001478160 | 2015-09-17 | 10 | 13 | 18.2 | Gaia-Wind Ltd | Gaia Wind 133-10 kW | 706 | Syddjurs | Land |  |  | 607568.91 | 6227391.96 | SDFE2018 |  | Gaia-Wind Ltd Gaia Wind 133-10 kW | 0
570715000001479013 | 2015-09-24 | 10 | 7.1 | 21.4 | Ukendt | Ukendt | 706 | Syddjurs | Land |  |  |  |  | Stamdata |  | Ukendt Ukendt | 0
570715000001485090 | 2016-11-30 | 10 | 7.1 | 21.4 | Ukendt | Ukendt | 706 | Syddjurs | Land |  |  |  |  | Stamdata |  | Ukendt Ukendt | 0
570715000001503329 | 2016-01-28 | 10 | 14 | 18 | Solid Wind Power A/S | SWP10-14TG20 | 706 | Syddjurs | Land |  |  |  |  | Stamdata |  | Solid Wind Power A/S SWP10-14TG20 | Bonus.B23.150
570715000001506184 | 2016-02-05 | 10 | 14 | 18 | Solid Wind Power A/S | SWP10-14TG20 | 706 | Syddjurs | Land |  |  |  |  | Stamdata |  | Solid Wind Power A/S SWP10-14TG20 | Bonus.B23.150
570715000001506467 | 2016-02-09 | 10 | 14 | 18 | Solid Wind Power A/S | SWP10-14TG20 | 706 | Syddjurs | Land |  |  | 607229.88 | 6228288.5 | SDFE2018 |  | Solid Wind Power A/S SWP10-14TG20 | Bonus.B23.150
570715000001523419 | 2016-05-03 | 10 | 13 | 18.2 | Gaia-Wind Ltd | Gaia Wind 133-10 kW | 706 | Syddjurs | Land |  |  |  |  | Stamdata |  | Gaia-Wind Ltd Gaia Wind 133-10 kW | 0
570715000001545305 | 2016-09-28 | 10 | 14 | 18 | Solid Wind Power A/S | SWP10-14TG20 | 706 | Syddjurs | Land |  |  |  |  | Stamdata |  | Solid Wind Power A/S SWP10-14TG20 | Bonus.B23.150
570715000001408846 | 2014-08-26 | 10 | 7.1 | 21 | Ukendt | Ukendt | 707 | Norddjurs | Land |  |  | 613313.44 | 6245490.46 | SDFE2018 |  | Ukendt Ukendt | 0
570715000001504043 | 2016-02-03 | 10 | 13 | 18 | Gaia-Wind Ltd | Gaia Wind 133-10 kW | 707 | Norddjurs | Land |  |  | 605786.37 | 6256554.47 | SDFE2018 |  | Gaia-Wind Ltd Gaia Wind 133-10 kW | 0
570715000001506498 | 2016-03-09 | 10 | 13 | 18.2 | Gaia-Wind Ltd | Gaia Wind 133-10 kW | 707 | Norddjurs | Land |  |  | 606786.89 | 6258436.5 | SDFE2018 |  | Gaia-Wind Ltd Gaia Wind 133-10 kW | 0
570715000001506726 | 2016-02-11 | 10 | 13 | 18.2 | Gaia-Wind Ltd | Gaia Wind 133-10 kW | 707 | Norddjurs | Land |  |  | 603823.37 | 6257448.82 | SDFE2018 |  | Gaia-Wind Ltd Gaia Wind 133-10 kW | 0
570715000001507266 | 2016-02-17 | 10 | 13 | 18 | Gaia-Wind Ltd | Gaia Wind 133-10 kW | 707 | Norddjurs | Land |  |  | 618886.07 | 6255936.34 | SDFE2018 |  | Gaia-Wind Ltd Gaia Wind 133-10 kW | 0
570715000001510723 | 2016-03-02 | 10 | 14 | 18 | Solid Wind Power A/S | SWP10-14TG20 | 707 | Norddjurs | Land |  |  | 611297.72 | 6250361.78 | SDFE2018 |  | Solid Wind Power A/S SWP10-14TG20 | Bonus.B23.150
570715000001515353 | 2016-05-23 | 10 | 14 | 18 | Solid Wind Power A/S | SWP10-14TG20 | 707 | Norddjurs | Land |  |  |  |  | Stamdata |  | Solid Wind Power A/S SWP10-14TG20 | Bonus.B23.150
570715000001558046 | 2017-02-08 | 10 | 14 | 18 | Solid Wind Power A/S | SWP10-14TG20 | 707 | Norddjurs | Land |  |  |  |  | Stamdata |  | Solid Wind Power A/S SWP10-14TG20 | Bonus.B23.150
570715000001558299 | 2017-03-09 | 10 | 14 | 18 | Solid Wind Power A/S | SWP10-14TG20 | 707 | Norddjurs | Land |  |  |  |  | Stamdata |  | Solid Wind Power A/S SWP10-14TG20 | Bonus.B23.150
570715000001575104 | 2017-09-19 | 10 | 7.6 | 18.6 | Ukendt | Ukendt | 707 | Norddjurs | Land |  |  |  |  | Stamdata |  | Ukendt Ukendt | 0
571313114900743984 | 2015-06-18 | 10 | 7.1 | 21.4 | Ukendt | Ukendt | 707 | Norddjurs | Land |  |  |  |  | Stamdata |  | Ukendt Ukendt | 0
571313114900969469 | 2016-05-12 | 10 | 15.9 | 17 | Solid Wind Power A/S | SWP-10-16 TG20 | 707 | Norddjurs | Land |  |  | 579638.72 | 6269393.4 | SDFE2018 |  | Solid Wind Power A/S SWP-10-16 TG20 | 0
571313114900972353 | 2016-09-08 | 10 | 14 | 18 | Solid Wind Power A/S | SWP10-14TG20 | 707 | Norddjurs | Land |  |  |  |  | Stamdata |  | Solid Wind Power A/S SWP10-14TG20 | Bonus.B23.150
571313113162073761 | 2016-06-28 | 10 | 7.1 | 18 | Ukendt | Ukendt | 710 | Favrskov | Land |  |  |  |  | Stamdata |  | Ukendt Ukendt | 0
571313114900984226 | 2017-09-15 | 10 | 13 | 18.3 | Gaia-Wind Ltd | Gaia Wind 133-10 kW | 710 | Favrskov | Land |  |  |  |  | Stamdata |  | Gaia-Wind Ltd Gaia Wind 133-10 kW | 0
570715000001555380 | 2017-01-10 | 10 | 13 | 18 | Gaia-Wind Ltd | Gaia Wind 133-10 kW | 727 | Odder | Land |  |  |  |  | Stamdata |  | Gaia-Wind Ltd Gaia Wind 133-10 kW | 0
571313123291370181 | 2015-05-21 | 10 | 7.1 | 21 | Ukendt | Ukendt | 727 | Odder | Land |  |  |  |  | Stamdata |  | Ukendt Ukendt | 0
571313123291370259 | 2015-12-01 | 10 | 7.1 | 21.4 | Ukendt | Ukendt | 727 | Odder | Land |  |  | 576123.89 | 6195822.76 | SDFE2018 |  | Ukendt Ukendt | 0
571313114900739536 | 2014-02-17 | 10 | 13 | 18 | Ukendt | Ukendt | 730 | Randers | Land |  |  | 569002.01 | 6252656.62 | SDFE2018 |  | Ukendt Ukendt | 0
571313114900962644 | 2015-10-16 | 10 | 7.1 | 21.4 | Ukendt | Ukendt | 730 | Randers | Land |  |  |  |  | Stamdata |  | Ukendt Ukendt | 0
571313114900963412 | 2015-10-26 | 10 | 13 | 18.2 | Gaia-Wind Ltd | Gaia Wind 133-10 kW | 730 | Randers | Land |  |  | 557229.42 | 6265009.86 | SDFE2018 |  | Gaia-Wind Ltd Gaia Wind 133-10 kW | 0
571313114900973022 | 2016-10-06 | 10 | 13 | 18.2 | Gaia-Wind Ltd | Gaia Wind 133-10 kW | 730 | Randers | Land |  |  |  |  | Stamdata |  | Gaia-Wind Ltd Gaia Wind 133-10 kW | 0
571313114900973305 | 2016-10-27 | 10 | 14 | 18 | Solid Wind Power A/S | SWP10-14TG20 | 730 | Randers | Land |  |  |  |  | Stamdata |  | Solid Wind Power A/S SWP10-14TG20 | Bonus.B23.150
571313114900973596 | 2016-09-29 | 10 | 14 | 18 | Solid Wind Power A/S | SWP10-14TG20 | 730 | Randers | Land |  |  |  |  | Stamdata |  | Solid Wind Power A/S SWP10-14TG20 | Bonus.B23.150
571313114900981652 | 2017-07-11 | 10 | 13 | 18.2 | Gaia-Wind Ltd | Gaia Wind 133-10 kW | 730 | Randers | Land |  |  |  |  | Stamdata |  | Gaia-Wind Ltd Gaia Wind 133-10 kW | 0
571313113161579509 | 2014-02-18 | 10 | 7.1 | 21.4 | Ukendt | Ukendt | 740 | Silkeborg | Land |  |  | 545660.49 | 6227557.3 | SDFE2018 |  | Ukendt Ukendt | 0
571313113161591259 | 2014-06-01 | 10 | 13.4 | 18.3 | Ukendt | Ukendt | 740 | Silkeborg | Land |  |  | 544206.06 | 6232291.31 | SDFE2018 |  | Ukendt Ukendt | 0
571313113162079640 | 2016-08-11 | 10 | 7.1 | 21.4 | Ukendt | Ukendt | 740 | Silkeborg | Land |  |  |  |  | Stamdata |  | Ukendt Ukendt | 0
571313115190409314 | 2021-12-02 | 10 | 7.1 | 21 | THY møllen Aps | TWP-40-10 | 741 | Samsø | Land |  |  |  |  | Stamdata |  | THY møllen Aps TWP-40-10 | 0
571313113162047908 | 2016-03-15 | 10 | 7.1 | 21.4 | Ukendt | Ukendt | 746 | Skanderborg | Land |  |  |  |  | Stamdata |  | Ukendt Ukendt | 0
570715000001456410 | 2015-06-02 | 10 | 13 | 18.2 | Gaia-Wind Ltd | Gaia Wind 133-10 kW | 751 | Århus | Land |  |  |  |  | Stamdata |  | Gaia-Wind Ltd Gaia Wind 133-10 kW | 0
570715000001456465 | 2015-06-12 | 10 | 14 | 18 | Solid Wind Power A/S | SWP-10-16 TG20 | 751 | Århus | Land |  |  | 565210.87 | 6325717.94 | SDFE2018 |  | Solid Wind Power A/S SWP-10-16 TG20 | 0
570715000001492197 | 2015-12-01 | 10 | 13 | 18.2 | Gaia-Wind Ltd | Gaia Wind 133-10 kW | 751 | Århus | Land |  |  | 578786.19 | 6237546.28 | SDFE2018 |  | Gaia-Wind Ltd Gaia Wind 133-10 kW | 0
570715000001514646 | 2016-05-04 | 10 | 14 | 18 | Solid Wind Power A/S | SWP10-14TG20 | 751 | Århus | Land |  |  | 573475.46 | 6240851.04 | SDFE2018 |  | Solid Wind Power A/S SWP10-14TG20 | Bonus.B23.150
571313123290006524 | 2016-05-03 | 10 | 13 | 18.2 | Gaia-Wind Ltd | Gaia Wind 133-10 kW | 751 | Århus | Land |  |  |  |  | Stamdata |  | Gaia-Wind Ltd Gaia Wind 133-10 kW | 0
570715000001366719 | 2013-12-01 | 10 | 13 | 18 | Gaia-Wind Ltd | Gaia Wind 133-10 kW | 756 | Ikast-Brande | Land |  |  |  |  | Stamdata |  | Gaia-Wind Ltd Gaia Wind 133-10 kW | 0
570715000001443465 | 2015-04-10 | 10 | 14 | 18 | Solid Wind Power A/S | SWP-10-16 TG20 | 756 | Ikast-Brande | Land |  |  | 502375.93 | 6194635.96 | SDFE2018 |  | Solid Wind Power A/S SWP-10-16 TG20 | 0
570715000001510945 | 2016-03-07 | 10 | 13 | 18.2 | Gaia-Wind Ltd | Gaia Wind 133-10 kW | 756 | Ikast-Brande | Land |  |  | 511439.51 | 6217154.28 | SDFE2018 |  | Gaia-Wind Ltd Gaia Wind 133-10 kW | 0
571313113162017680 | 2015-08-11 | 10 | 7.1 | 21 | Ukendt | Ukendt | 756 | Ikast-Brande | Land |  |  | 531227.06 | 6199952.04 | SDFE2018 |  | Ukendt Ukendt | 0
571313113162366061 | 2019-04-26 | 10 | 7.1 | 18 | Ukendt | Ukendt | 756 | Ikast-Brande | Land |  |  |  |  | Stamdata |  | Ukendt Ukendt | 0
571313135300612885 | 2015-10-30 | 10 | 13 | 18.2 | Gaia-Wind Ltd | Gaia Wind 133-10 kW | 756 | Ikast-Brande | Land |  |  | 507113.78 | 6224286.91 | SDFE2018 |  | Gaia-Wind Ltd Gaia Wind 133-10 kW | 0
570715000001516626 | 2016-06-20 | 10 | 14 | 18 | Solid Wind Power A/S | SWP10-14TG20 | 760 | Ringkøbing-Skjern | Land |  |  |  |  | Stamdata |  | Solid Wind Power A/S SWP10-14TG20 | Bonus.B23.150
570715000001517982 | 2016-08-10 | 10 | 14 | 18 | Solid Wind Power A/S | SWP10-14TG20 | 760 | Ringkøbing-Skjern | Land |  |  |  |  | Stamdata |  | Solid Wind Power A/S SWP10-14TG20 | Bonus.B23.150
570715000001522252 | 2016-06-21 | 10 | 13 | 18.2 | Gaia-Wind Ltd | Gaia Wind 133-10 kW | 760 | Ringkøbing-Skjern | Land |  |  | 469025.45 | 6194667.76 | SDFE2018 |  | Gaia-Wind Ltd Gaia Wind 133-10 kW | 0
570715000001523365 | 2016-07-05 | 10 | 14 | 18 | Solid Wind Power A/S | SWP10-14TG20 | 760 | Ringkøbing-Skjern | Land |  |  | 467317.96 | 6195665.81 | SDFE2018 |  | Solid Wind Power A/S SWP10-14TG20 | Bonus.B23.150
570715000001532350 | 2016-10-03 | 10 | 14 | 18 | Solid Wind Power A/S | SWP10-14TG20 | 760 | Ringkøbing-Skjern | Land |  |  |  |  | Stamdata |  | Solid Wind Power A/S SWP10-14TG20 | Bonus.B23.150
570715000001544414 | 2016-09-22 | 10 | 14 | 18 | Solid Wind Power A/S | SWP10-14TG20 | 760 | Ringkøbing-Skjern | Land |  |  |  |  | Stamdata |  | Solid Wind Power A/S SWP10-14TG20 | Bonus.B23.150
571313134402408167 | 2015-06-09 | 10 | 14 | 18 | Solid Wind Power A/S | SWP-10-16 TG20 | 760 | Ringkøbing-Skjern | Land |  |  | 461487.96 | 6193923.22 | SDFE2018 |  | Solid Wind Power A/S SWP-10-16 TG20 | 0
571313134402415424 | 2015-12-18 | 10 | 14 | 18 | Solid Wind Power A/S | SWP10-14TG20 | 760 | Ringkøbing-Skjern | Land |  |  | 468974.79 | 6188505.16 | SDFE2018 |  | Solid Wind Power A/S SWP10-14TG20 | Bonus.B23.150
571313134402416834 | 2016-05-02 | 10 | 14 | 18 | Solid Wind Power A/S | SWP10-14TG20 | 760 | Ringkøbing-Skjern | Land |  |  | 464511.9 | 6194475.46 | SDFE2018 |  | Solid Wind Power A/S SWP10-14TG20 | Bonus.B23.150
571313134499053073 | 2016-10-24 | 10 | 14 | 18 | Solid Wind Power A/S | SWP10-14TG20 | 760 | Ringkøbing-Skjern | Land |  |  |  |  | Stamdata |  | Solid Wind Power A/S SWP10-14TG20 | Bonus.B23.150
571313134499085807 | 2017-09-28 | 10 | 13 | 18.3 | Gaia-Wind Ltd | Gaia Wind 133-10 kW | 760 | Ringkøbing-Skjern | Land |  |  |  |  | Stamdata |  | Gaia-Wind Ltd Gaia Wind 133-10 kW | 0
571313134808005519 | 2013-12-18 | 10 | 7.1 | 21 | Ukendt | Ukendt | 760 | Ringkøbing-Skjern | Land |  |  | 473698.75 | 6206444.1 | SDFE2018 |  | Ukendt Ukendt | 0
571313134808005915 | 2014-04-03 | 10 | 14 | 18 | Ukendt | Ukendt | 760 | Ringkøbing-Skjern | Land |  |  | 462398.86 | 6200408.99 | SDFE2018 |  | Ukendt Ukendt | 0
571313134808006011 | 2014-04-03 | 10 | 14 | 18 | Ukendt | Ukendt | 760 | Ringkøbing-Skjern | Land |  |  | 462398.86 | 6200408.99 | GeoDanmark, 12-03-2017 |  | Ukendt Ukendt | 0
571313134808006219 | 2014-11-26 | 10 | 7.1 | 21 | Ukendt | Ukendt | 760 | Ringkøbing-Skjern | Land |  |  | 477289.57 | 6206121.22 | SDFE2018 |  | Ukendt Ukendt | 0
571313134808006417 | 2015-01-22 | 10 | 7.1 | 21 | Ukendt | Ukendt | 760 | Ringkøbing-Skjern | Land |  |  | 455700.64 | 6225548.81 | SDFE2018 |  | Ukendt Ukendt | 0
571313134808006516 | 2015-01-20 | 10 | 7.1 | 21 | Ukendt | Ukendt | 760 | Ringkøbing-Skjern | Land |  |  |  |  | Stamdata |  | Ukendt Ukendt | 0
571313134808006615 | 2015-04-14 | 10 | 7.1 | 21 | Ukendt | Ukendt | 760 | Ringkøbing-Skjern | Land |  |  | 451499.24 | 6228094.3 | SDFE2018 |  | Ukendt Ukendt | 0
571313134808006813 | 2015-05-26 | 10 | 14 | 18 | Solid Wind Power A/S | SWP-10-16 TG20 | 760 | Ringkøbing-Skjern | Land |  |  | 475191.67 | 6217434.49 | SDFE2018 |  | Solid Wind Power A/S SWP-10-16 TG20 | 0
571313134808007018 | 2015-05-01 | 10 | 7.1 | 17 | Ukendt | Ukendt | 760 | Ringkøbing-Skjern | Land |  |  |  |  | Stamdata |  | Ukendt Ukendt | 0
571313134808007117 | 2015-08-01 | 10 | 14 | 18 | Solid Wind Power A/S | SWP10-14TG20 | 760 | Ringkøbing-Skjern | Land |  |  | 462209.15 | 6204164.53 | SDFE2018 |  | Solid Wind Power A/S SWP10-14TG20 | Bonus.B23.150
571313134808007216 | 2015-08-12 | 10 | 14 | 18 | Solid Wind Power A/S | SWP10-14TG20 | 760 | Ringkøbing-Skjern | Land |  |  | 476811.91 | 6212959.85 | SDFE2018 |  | Solid Wind Power A/S SWP10-14TG20 | Bonus.B23.150
571313134808007919 | 2015-10-28 | 10 | 16 | 17 | Solid Wind Power A/S | SWP-10-16 TG20 | 760 | Ringkøbing-Skjern | Land |  |  | 468271.05 | 6216865.58 | SDFE2018 |  | Solid Wind Power A/S SWP-10-16 TG20 | 0
571313134808008015 | 2015-10-12 | 10 | 14 | 18 | Solid Wind Power A/S | SWP10-14TG20 | 760 | Ringkøbing-Skjern | Land |  |  | 462726.74 | 6201644.06 | SDFE2018 |  | Solid Wind Power A/S SWP10-14TG20 | Bonus.B23.150
571313134808008114 | 2015-11-04 | 10 | 14 | 18 | Solid Wind Power A/S | SWP10-14TG20 | 760 | Ringkøbing-Skjern | Land |  |  | 458222.43 | 6220654.48 | SDFE2018 |  | Solid Wind Power A/S SWP10-14TG20 | Bonus.B23.150
571313134808008213 | 2015-11-17 | 10 | 14 | 18 | Solid Wind Power A/S | SWP10-14TG20 | 760 | Ringkøbing-Skjern | Land |  |  | 480628.05 | 6211498.62 | SDFE2018 |  | Solid Wind Power A/S SWP10-14TG20 | Bonus.B23.150
571313134808008411 | 2015-12-02 | 10 | 14 | 18 | Solid Wind Power A/S | SWP10-14TG20 | 760 | Ringkøbing-Skjern | Land |  |  | 473065.1 | 6211473.11 | SDFE2018 |  | Solid Wind Power A/S SWP10-14TG20 | Bonus.B23.150
571313134808008510 | 2015-12-28 | 10 | 13 | 18.2 | Gaia-Wind Ltd | Gaia Wind 133-10 kW | 760 | Ringkøbing-Skjern | Land |  |  | 472721.4 | 6215521.63 | SDFE2018 |  | Gaia-Wind Ltd Gaia Wind 133-10 kW | 0
571313134808008619 | 2016-01-11 | 10 | 7.1 | 21 | Ukendt | Ukendt | 760 | Ringkøbing-Skjern | Land |  |  | 477049.4 | 6206735.05 | SDFE2018 |  | Ukendt Ukendt | 0
571313134808008718 | 2016-02-23 | 10 | 14 | 18 | Solid Wind Power A/S | SWP10-14TG20 | 760 | Ringkøbing-Skjern | Land |  |  | 468453.55 | 6213970.51 | SDFE2018 |  | Solid Wind Power A/S SWP10-14TG20 | Bonus.B23.150
571313134808008817 | 2016-03-10 | 10 | 14 | 18 | Solid Wind Power A/S | SWP10-14TG20 | 760 | Ringkøbing-Skjern | Land |  |  | 473842.22 | 6212009.41 | SDFE2018 |  | Solid Wind Power A/S SWP10-14TG20 | Bonus.B23.150
571313134890158353 | 2015-09-10 | 10 | 7.1 | 21 | Ukendt | Ukendt | 760 | Ringkøbing-Skjern | Land |  |  | 474898.28 | 6205739.02 | SDFE2018 |  | Ukendt Ukendt | 0
571313134890158445 | 2015-09-10 | 10 | 14 | 18 | Solid Wind Power A/S | SWP10-14TG20 | 760 | Ringkøbing-Skjern | Land |  |  | 463018.81 | 6202224.32 | SDFE2018 |  | Solid Wind Power A/S SWP10-14TG20 | Bonus.B23.150
571313134890158476 | 2015-10-06 | 10 | 14 | 18 | Solid Wind Power A/S | SWP10-14TG20 | 760 | Ringkøbing-Skjern | Land |  |  | 477135.64 | 6212046.79 | SDFE2018 |  | Solid Wind Power A/S SWP10-14TG20 | Bonus.B23.150
571313134890171901 | 2015-09-20 | 10 | 14 | 18 | Solid Wind Power A/S | SWP10-14TG20 | 760 | Ringkøbing-Skjern | Land |  |  | 462780.14 | 6202349.5 | SDFE2018 |  | Solid Wind Power A/S SWP10-14TG20 | Bonus.B23.150
571313134890181993 | 2016-03-30 | 10 | 14 | 18 | Solid Wind Power A/S | SWP10-14TG20 | 760 | Ringkøbing-Skjern | Land |  |  | 479290.6 | 6210082.99 | SDFE2018 |  | Solid Wind Power A/S SWP10-14TG20 | Bonus.B23.150
571313134890182037 | 2016-04-12 | 10 | 14 | 18 | Solid Wind Power A/S | SWP10-14TG20 | 760 | Ringkøbing-Skjern | Land |  |  | 455584.51 | 6227169.73 | SDFE2018 |  | Solid Wind Power A/S SWP10-14TG20 | Bonus.B23.150
571313134890182259 | 2016-04-08 | 10 | 13 | 18.2 | Gaia-Wind Ltd | Gaia Wind 133-10 kW | 760 | Ringkøbing-Skjern | Land |  |  | 474276.74 | 6210756.51 | SDFE2018 |  | Gaia-Wind Ltd Gaia Wind 133-10 kW | 0
571313134890182365 | 2016-05-09 | 10 | 13 | 18.2 | Gaia-Wind Ltd | Gaia Wind 133-10 kW | 760 | Ringkøbing-Skjern | Land |  |  | 471417.15 | 6223511.9 | SDFE2018 |  | Gaia-Wind Ltd Gaia Wind 133-10 kW | 0
571313134890182433 | 2016-05-17 | 10 | 14 | 18 | Solid Wind Power A/S | SWP10-14TG20 | 760 | Ringkøbing-Skjern | Land |  |  | 452490.94 | 6232193.25 | SDFE2018 |  | Solid Wind Power A/S SWP10-14TG20 | Bonus.B23.150
571313134890182587 | 2016-05-18 | 10 | 14 | 18 | Solid Wind Power A/S | SWP10-14TG20 | 760 | Ringkøbing-Skjern | Land |  |  |  |  | Stamdata |  | Solid Wind Power A/S SWP10-14TG20 | Bonus.B23.150
571313134890182686 | 2016-05-12 | 10 | 14 | 18 | Solid Wind Power A/S | SWP10-14TG20 | 760 | Ringkøbing-Skjern | Land |  |  | 455715.11 | 6220773.16 | SDFE2018 |  | Solid Wind Power A/S SWP10-14TG20 | Bonus.B23.150
571313134890183164 | 2016-06-28 | 10 | 14 | 18 | Solid Wind Power A/S | SWP10-14TG20 | 760 | Ringkøbing-Skjern | Land |  |  | 474383.59 | 6207726.33 | SDFE2018 |  | Solid Wind Power A/S SWP10-14TG20 | Bonus.B23.150
571313134890183874 | 2016-09-16 | 10 | 14 | 18 | Solid Wind Power A/S | SWP10-14TG20 | 760 | Ringkøbing-Skjern | Land |  |  |  |  | Stamdata |  | Solid Wind Power A/S SWP10-14TG20 | Bonus.B23.150
571313134890184239 | 2016-11-22 | 10 | 14 | 18 | Solid Wind Power A/S | SWP10-14TG20 | 760 | Ringkøbing-Skjern | Land |  |  |  |  | Stamdata |  | Solid Wind Power A/S SWP10-14TG20 | Bonus.B23.150
571313134890184468 | 2016-11-23 | 10 | 14 | 18 | Solid Wind Power A/S | SWP10-14TG20 | 760 | Ringkøbing-Skjern | Land |  |  |  |  | Stamdata |  | Solid Wind Power A/S SWP10-14TG20 | Bonus.B23.150
571313134890184925 | 2016-12-27 | 10 | 13 | 18.3 | Gaia-Wind Ltd | Gaia Wind 133-10 kW | 760 | Ringkøbing-Skjern | Land |  |  |  |  | Stamdata |  | Gaia-Wind Ltd Gaia Wind 133-10 kW | 0
571313134890185038 | 2016-12-15 | 10 | 14 | 18 | Solid Wind Power A/S | SWP10-14TG20 | 760 | Ringkøbing-Skjern | Land |  |  |  |  | Stamdata |  | Solid Wind Power A/S SWP10-14TG20 | Bonus.B23.150
571313134890185939 | 2016-08-31 | 10 | 7 | 12 | Ukendt | Ukendt | 760 | Ringkøbing-Skjern | Land |  |  |  |  | Stamdata |  | Ukendt Ukendt | 0
571313134890186967 | 2017-04-09 | 10 | 9.3 | 15.6 | Ukendt | Ukendt | 760 | Ringkøbing-Skjern | Land |  |  |  |  | Stamdata |  | Ukendt Ukendt | 0
571313134890187537 | 2017-08-09 | 10 | 9.3 | 20 | KVA Vind | KVA Vind 10-10 | 760 | Ringkøbing-Skjern | Land |  |  |  |  | Stamdata |  | KVA Vind KVA Vind 10-10 | 0
571313134890189388 | 2018-01-22 | 10 | 9.3 | 20.3 | KVA Vind | KVA Vind 10 | 760 | Ringkøbing-Skjern | Land |  |  |  |  | Stamdata |  | KVA Vind KVA Vind 10 | 0
571313134890195860 | 2018-11-08 | 10 | 14 | 18 | Solid Wind Power A/S | SWP10-14TG20 | 760 | Ringkøbing-Skjern | Land |  |  |  |  | Stamdata |  | Solid Wind Power A/S SWP10-14TG20 | Bonus.B23.150
571313135300541611 | 2014-12-22 | 10 | 7.1 | 21 | Ukendt | Ukendt | 760 | Ringkøbing-Skjern | Land |  |  | 480404.45 | 6192644.56 | SDFE2018 |  | Ukendt Ukendt | 0
571313135300543905 | 2015-05-01 | 10 | 13 | 18 | Ukendt | Ukendt | 760 | Ringkøbing-Skjern | Land |  |  | 483673.51 | 6220090.62 | SDFE2018 |  | Ukendt Ukendt | 0
571313135300613271 | 2015-12-18 | 10 | 7.1 | 21 | Ukendt | Ukendt | 760 | Ringkøbing-Skjern | Land |  |  | 476058.67 | 6196021.76 | SDFE2018 |  | Ukendt Ukendt | 0
571313135300615909 | 2016-04-06 | 10 | 13 | 18.2 | Gaia-Wind Ltd | Gaia Wind 133-10 kW | 760 | Ringkøbing-Skjern | Land |  |  | 480854.4 | 6215847.12 | SDFE2018 |  | Gaia-Wind Ltd Gaia Wind 133-10 kW | 0
571313135300616715 | 2016-05-27 | 10 | 13 | 18.2 | Gaia-Wind Ltd | Gaia Wind 133-10 kW | 760 | Ringkøbing-Skjern | Land |  |  | 483740.29 | 6211983.96 | SDFE2018 |  | Gaia-Wind Ltd Gaia Wind 133-10 kW | 0
571313135300616746 | 2016-05-30 | 10 | 13 | 18.2 | Gaia-Wind Ltd | Gaia Wind 133-10 kW | 760 | Ringkøbing-Skjern | Land |  |  |  |  | Stamdata |  | Gaia-Wind Ltd Gaia Wind 133-10 kW | 0
570715000001403421 | 2014-08-26 | 10 | 13 | 18 | Ukendt | Ukendt | 766 | Hedensted | Land |  |  | 548133.98 | 6172166.93 | SDFE2018 |  | Ukendt Ukendt | 0
570715000001443540 | 2015-05-01 | 10 | 13 | 18 | Gaia-Wind Ltd | Gaia Wind 133-10 kW | 766 | Hedensted | Land |  |  | 548885.74 | 6173121.08 | SDFE2018 |  | Gaia-Wind Ltd Gaia Wind 133-10 kW | 0
570715000001519016 | 2016-06-06 | 10 | 13 | 18.2 | Gaia-Wind Ltd | Gaia Wind 133-10 kW | 766 | Hedensted | Land |  |  | 559694.92 | 6181040.79 | SDFE2018 |  | Gaia-Wind Ltd Gaia Wind 133-10 kW | 0
570715000001523709 | 2016-07-07 | 10 | 13 | 18.2 | Gaia-Wind Ltd | Gaia Wind 133-10 kW | 766 | Hedensted | Land |  |  |  |  | Stamdata |  | Gaia-Wind Ltd Gaia Wind 133-10 kW | 0
571313113162059024 | 2016-03-22 | 10 | 13 | 18.2 | Gaia-Wind Ltd | Gaia Wind 133-10 kW | 766 | Hedensted | Land |  |  | 542547.84 | 6192190.56 | SDFE2018 |  | Gaia-Wind Ltd Gaia Wind 133-10 kW | 0
571313113162080264 | 2016-09-07 | 10 | 13 | 18 | Gaia-Wind Ltd | Gaia Wind 133-10 kW | 766 | Hedensted | Land |  |  |  |  | Stamdata |  | Gaia-Wind Ltd Gaia Wind 133-10 kW | 0
570715000001400994 | 2014-05-01 | 10 | 13 | 18 | Ukendt | Ukendt | 773 | Morsø | Land |  |  |  |  | Stamdata |  | Ukendt Ukendt | 0
570715000001417176 | 2014-08-15 | 10 | 7.1 | 18 | Ukendt | Ukendt | 773 | Morsø | Land |  |  | 486687 | 6301859.74 | SDFE2018 |  | Ukendt Ukendt | 0
570715000001430137 | 2014-12-03 | 10 | 7.1 | 21.3 | Ukendt | Ukendt | 773 | Morsø | Land |  |  | 494392.58 | 6308229.07 | SDFE2018 |  | Ukendt Ukendt | 0
570715000001430168 | 2014-12-22 | 10 | 13 | 18.2 | Ukendt | Ukendt | 773 | Morsø | Land |  |  | 482365.5 | 6301800.51 | SDFE2018 |  | Ukendt Ukendt | 0
570715000001430823 | 2014-12-23 | 10 | 13 | 18 | Ukendt | Ukendt | 773 | Morsø | Land |  |  | 485057.81 | 6297080.64 | SDFE2018 |  | Ukendt Ukendt | 0
570715000001431974 | 2015-01-09 | 10 | 13 | 18.3 | Ukendt | Ukendt | 773 | Morsø | Land |  |  | 473278.01 | 6292349.97 | SDFE2018 |  | Ukendt Ukendt | 0
570715000001437037 | 2015-02-12 | 10 | 7.1 | 21 | Ukendt | Ukendt | 773 | Morsø | Land |  |  | 486317.41 | 6295102.11 | SDFE2018 |  | Ukendt Ukendt | 0
570715000001439185 | 2015-03-02 | 10 | 7.1 | 21 | Ukendt | Ukendt | 773 | Morsø | Land |  |  |  |  | Stamdata |  | Ukendt Ukendt | 0
570715000001442574 | 2015-04-09 | 10 | 7.1 | 21 | Ukendt | Ukendt | 773 | Morsø | Land |  |  | 482217.79 | 6291868.33 | SDFE2018 |  | Ukendt Ukendt | 0
570715000001442581 | 2015-04-09 | 10 | 16 | 17 | Solid Wind Power A/S | SWP-10-16 TG20 | 773 | Morsø | Land |  |  |  |  | Stamdata |  | Solid Wind Power A/S SWP-10-16 TG20 | 0
570715000001442703 | 2015-04-07 | 10 | 13 | 18.2 | Gaia-Wind Ltd | Gaia Wind 133-10 kW | 773 | Morsø | Land |  |  |  |  | Stamdata |  | Gaia-Wind Ltd Gaia Wind 133-10 kW | 0
570715000001443236 | 2015-05-06 | 10 | 13 | 18 | Gaia-Wind Ltd | Gaia Wind 133-10 kW | 773 | Morsø | Land |  |  |  |  | Stamdata |  | Gaia-Wind Ltd Gaia Wind 133-10 kW | 0
570715000001443250 | 2015-05-06 | 10 | 13 | 18.2 | Gaia-Wind Ltd | Gaia Wind 133-10 kW | 773 | Morsø | Land |  |  |  |  | Stamdata |  | Gaia-Wind Ltd Gaia Wind 133-10 kW | 0
570715000001443793 | 2015-04-22 | 10 | 16 | 17 | Solid Wind Power A/S | SWP-10-16 TG20 | 773 | Morsø | Land |  |  |  |  | Stamdata |  | Solid Wind Power A/S SWP-10-16 TG20 | 0
570715000001444882 | 2015-05-07 | 10 | 13 | 18 | Gaia-Wind Ltd | Gaia Wind 133-10 kW | 773 | Morsø | Land |  |  | 484679.87 | 6288627.86 | SDFE2018 |  | Gaia-Wind Ltd Gaia Wind 133-10 kW | 0
570715000001445148 | 2015-05-07 | 10 | 13 | 18.2 | Gaia-Wind Ltd | Gaia Wind 133-10 kW | 773 | Morsø | Land |  |  | 482699.77 | 6296436.74 | SDFE2018 |  | Gaia-Wind Ltd Gaia Wind 133-10 kW | 0
570715000001454669 | 2015-06-26 | 10 | 7.1 | 21.4 | Ukendt | Ukendt | 773 | Morsø | Land |  |  | 484801.44 | 6289080.9 | SDFE2018 |  | Ukendt Ukendt | 0
570715000001456403 | 2015-05-22 | 10 | 7.1 | 21.4 | Ukendt | Ukendt | 773 | Morsø | Land |  |  | 486201.17 | 6302137.47 | SDFE2018 |  | Ukendt Ukendt | 0
570715000001463968 | 2015-06-25 | 10 | 7.1 | 21.4 | Ukendt | Ukendt | 773 | Morsø | Land |  |  | 481963.38 | 6299509.92 | SDFE2018 |  | Ukendt Ukendt | 0
570715000001464743 | 2015-07-09 | 10 | 7.1 | 21 | Ukendt | Ukendt | 773 | Morsø | Land |  |  | 486703.06 | 6302617.19 | SDFE2018 |  | Ukendt Ukendt | 0
570715000001465740 | 2015-07-03 | 10 | 7.1 | 21.4 | Ukendt | Ukendt | 773 | Morsø | Land |  |  | 491049.6 | 6307815.95 | SDFE2018 |  | Ukendt Ukendt | 0
570715000001465764 | 2015-07-03 | 10 | 7.1 | 21.4 | Ukendt | Ukendt | 773 | Morsø | Land |  |  | 493545.42 | 6305049 | SDFE2018 |  | Ukendt Ukendt | 0
570715000001465788 | 2015-07-14 | 10 | 7.1 | 21.4 | Ukendt | Ukendt | 773 | Morsø | Land |  |  |  |  | Stamdata |  | Ukendt Ukendt | 0
570715000001467799 | 2015-08-03 | 10 | 13 | 18.2 | Gaia-Wind Ltd | Gaia Wind 133-10 kW | 773 | Morsø | Land |  |  |  |  | Stamdata |  | Gaia-Wind Ltd Gaia Wind 133-10 kW | 0
570715000001467805 | 2015-08-07 | 10 | 13 | 18.2 | Gaia-Wind Ltd | Gaia Wind 133-10 kW | 773 | Morsø | Land |  |  |  |  | Stamdata |  | Gaia-Wind Ltd Gaia Wind 133-10 kW | 0
570715000001468949 | 2015-08-12 | 10 | 13 | 18.2 | Gaia-Wind Ltd | Gaia Wind 133-10 kW | 773 | Morsø | Land |  |  | 483200.75 | 6285682.84 | SDFE2018 |  | Gaia-Wind Ltd Gaia Wind 133-10 kW | 0
570715000001471604 | 2015-07-10 | 10 | 7.1 | 21.4 | Ukendt | Ukendt | 773 | Morsø | Land |  |  | 485082.01 | 6292165.2 | SDFE2018 |  | Ukendt Ukendt | 0
570715000001487810 | 2015-11-13 | 10 | 13 | 18.2 | Gaia-Wind Ltd | Gaia Wind 133-10 kW | 773 | Morsø | Land |  |  | 482504.55 | 6295980.07 | SDFE2018 |  | Gaia-Wind Ltd Gaia Wind 133-10 kW | 0
570715000001488244 | 2015-11-15 | 10 | 7.1 | 21.4 | Ukendt | Ukendt | 773 | Morsø | Land |  |  | 484389.4 | 6294552.07 | SDFE2018 |  | Ukendt Ukendt | 0
570715000001496591 | 2015-12-15 | 10 | 14 | 18 | Solid Wind Power A/S | SWP25-14TG20 | 773 | Morsø | Land |  |  | 485393.73 | 6294272.11 | SDFE2018 |  | Solid Wind Power A/S SWP25-14TG20 | Bonus.B23.150
570715000001497499 | 2015-12-10 | 10 | 13 | 18.2 | Gaia-Wind Ltd | Gaia Wind 133-10 kW | 773 | Morsø | Land |  |  | 483659.06 | 6299453.25 | SDFE2018 |  | Gaia-Wind Ltd Gaia Wind 133-10 kW | 0
570715000001498779 | 2015-12-10 | 10 | 13 | 18.2 | Gaia-Wind Ltd | Gaia Wind 133-10 kW | 773 | Morsø | Land |  |  | 489316.76 | 6298994.42 | SDFE2018 |  | Gaia-Wind Ltd Gaia Wind 133-10 kW | 0
570715000001499059 | 2015-12-18 | 10 | 7.1 | 21 | Ukendt | Ukendt | 773 | Morsø | Land |  |  | 483676.46 | 6283774 | SDFE2018 |  | Ukendt Ukendt | 0
570715000001503596 | 2016-01-20 | 10 | 14 | 18 | Solid Wind Power A/S | SWP10-14TG20 | 773 | Morsø | Land |  |  | 484003.47 | 6299625.11 | SDFE2018 |  | Solid Wind Power A/S SWP10-14TG20 | Bonus.B23.150
570715000001506375 | 2016-01-22 | 10 | 7.1 | 21.4 | Ukendt | Ukendt | 773 | Morsø | Land |  |  | 478165.76 | 6297546.72 | SDFE2018 |  | Ukendt Ukendt | 0
570715000001512079 | 2016-03-16 | 10 | 14 | 18 | Solid Wind Power A/S | SWP10-14TG20 | 773 | Morsø | Land |  |  | 472487.39 | 6289594.97 | SDFE2018 |  | Solid Wind Power A/S SWP10-14TG20 | Bonus.B23.150
570715000001513472 | 2016-04-06 | 10 | 13 | 18.2 | Gaia-Wind Ltd | Gaia Wind 133-10 kW | 773 | Morsø | Land |  |  | 482508.21 | 6284344.95 | SDFE2018 |  | Gaia-Wind Ltd Gaia Wind 133-10 kW | 0
570715000001513489 | 2016-04-06 | 10 | 13 | 18.3 | Gaia-Wind Ltd | Gaia Wind 133-10 kW | 773 | Morsø | Land |  |  |  |  | Stamdata |  | Gaia-Wind Ltd Gaia Wind 133-10 kW | 0
570715000001514707 | 2016-05-06 | 10 | 14 | 18 | Solid Wind Power A/S | SWP10-14TG20 | 773 | Morsø | Land |  |  | 485851.22 | 6299109.05 | SDFE2018 |  | Solid Wind Power A/S SWP10-14TG20 | Bonus.B23.150
570715000001514769 | 2016-04-01 | 10 | 7.1 | 21.4 | Ukendt | Ukendt | 773 | Morsø | Land |  |  | 486405.25 | 6298910.76 | SDFE2018 |  | Ukendt Ukendt | 0
570715000001514776 | 2016-05-24 | 10 | 14 | 15 | Solid Wind Power A/S | SWP10-14TG20 | 773 | Morsø | Land |  |  |  |  | Stamdata |  | Solid Wind Power A/S SWP10-14TG20 | Bonus.B23.150
570715000001514783 | 2016-04-25 | 10 | 14 | 18 | Solid Wind Power A/S | SWP10-14TG20 | 773 | Morsø | Land |  |  |  |  | Stamdata |  | Solid Wind Power A/S SWP10-14TG20 | Bonus.B23.150
570715000001514851 | 2016-05-17 | 10 | 14 | 18 | Solid Wind Power A/S | SWP10-14TG20 | 773 | Morsø | Land |  |  |  |  | Stamdata |  | Solid Wind Power A/S SWP10-14TG20 | Bonus.B23.150
570715000001516534 | 2016-05-17 | 10 | 14 | 18 | Solid Wind Power A/S | SWP10-14TG20 | 773 | Morsø | Land |  |  |  |  | Stamdata |  | Solid Wind Power A/S SWP10-14TG20 | Bonus.B23.150
570715000001516541 | 2016-05-19 | 10 | 13 | 18.2 | Gaia-Wind Ltd | Gaia Wind 133-10 kW | 773 | Morsø | Land |  |  |  |  | Stamdata |  | Gaia-Wind Ltd Gaia Wind 133-10 kW | 0
570715000001518675 | 2016-05-20 | 10 | 13 | 18.3 | Gaia-Wind Ltd | Gaia Wind 133-10 kW | 773 | Morsø | Land |  |  |  |  | Stamdata |  | Gaia-Wind Ltd Gaia Wind 133-10 kW | 0
570715000001520012 | 2016-05-21 | 10 | 7.1 | 21.4 | Ukendt | Ukendt | 773 | Morsø | Land |  |  |  |  | Stamdata |  | Ukendt Ukendt | 0
570715000001521576 | 2016-06-21 | 10 | 14 | 18 | Solid Wind Power A/S | SWP10-14TG20 | 773 | Morsø | Land |  |  |  |  | Stamdata |  | Solid Wind Power A/S SWP10-14TG20 | Bonus.B23.150
570715000001522283 | 2016-06-20 | 10 | 14 | 18 | Solid Wind Power A/S | SWP10-14TG20 | 773 | Morsø | Land |  |  |  |  | Stamdata |  | Solid Wind Power A/S SWP10-14TG20 | Bonus.B23.150
570715000001531889 | 2016-07-28 | 10 | 13 | 18.2 | Gaia-Wind Ltd | Gaia Wind 133-10 kW | 773 | Morsø | Land |  |  |  |  | Stamdata |  | Gaia-Wind Ltd Gaia Wind 133-10 kW | 0
570715000001532343 | 2016-08-24 | 10 | 13 | 18.2 | Gaia-Wind Ltd | Gaia Wind 133-10 kW | 773 | Morsø | Land |  |  |  |  | Stamdata |  | Gaia-Wind Ltd Gaia Wind 133-10 kW | 0
570715000001533357 | 2016-08-26 | 10 | 7.1 | 21.4 | Ukendt | Ukendt | 773 | Morsø | Land |  |  |  |  | Stamdata |  | Ukendt Ukendt | 0
570715000001533364 | 2016-09-07 | 10 | 14 | 18 | Solid Wind Power A/S | SWP10-14TG20 | 773 | Morsø | Land |  |  |  |  | Stamdata |  | Solid Wind Power A/S SWP10-14TG20 | Bonus.B23.150
570715000001545152 | 2016-09-27 | 10 | 14 | 18 | Solid Wind Power A/S | SWP10-14TG20 | 773 | Morsø | Land |  |  |  |  | Stamdata |  | Solid Wind Power A/S SWP10-14TG20 | Bonus.B23.150
570715000001545176 | 2016-09-27 | 10 | 13 | 18.2 | Gaia-Wind Ltd | Gaia Wind 133-10 kW | 773 | Morsø | Land |  |  |  |  | Stamdata |  | Gaia-Wind Ltd Gaia Wind 133-10 kW | 0
570715000001546937 | 2016-10-13 | 10 | 14 | 18 | Solid Wind Power A/S | SWP10-14TG20 | 773 | Morsø | Land |  |  |  |  | Stamdata |  | Solid Wind Power A/S SWP10-14TG20 | Bonus.B23.150
570715000001547361 | 2016-11-08 | 10 | 14 | 18 | Solid Wind Power A/S | SWP10-14TG20 | 773 | Morsø | Land |  |  |  |  | Stamdata |  | Solid Wind Power A/S SWP10-14TG20 | Bonus.B23.150
570715000001549990 | 2016-11-07 | 10 | 14 | 18 | Solid Wind Power A/S | SWP10-14TG20 | 773 | Morsø | Land |  |  |  |  | Stamdata |  | Solid Wind Power A/S SWP10-14TG20 | Bonus.B23.150
570715000001551269 | 2016-11-21 | 10 | 14 | 18 | Solid Wind Power A/S | SWP10-14TG20 | 773 | Morsø | Land |  |  |  |  | Stamdata |  | Solid Wind Power A/S SWP10-14TG20 | Bonus.B23.150
570715000001551276 | 2016-11-28 | 10 | 14 | 18 | Solid Wind Power A/S | SWP10-14TG20 | 773 | Morsø | Land |  |  |  |  | Stamdata |  | Solid Wind Power A/S SWP10-14TG20 | Bonus.B23.150
570715000001551283 | 2016-12-08 | 10 | 14 | 18 | Solid Wind Power A/S | SWP10-14TG20 | 773 | Morsø | Land |  |  |  |  | Stamdata |  | Solid Wind Power A/S SWP10-14TG20 | Bonus.B23.150
570715000001552129 | 2016-11-28 | 10 | 14 | 18 | Solid Wind Power A/S | SWP10-14TG20 | 773 | Morsø | Land |  |  |  |  | Stamdata |  | Solid Wind Power A/S SWP10-14TG20 | Bonus.B23.150
570715000001552143 | 2016-12-06 | 10 | 14 | 18.9 | Solid Wind Power A/S | SWP10-14TG20 | 773 | Morsø | Land |  |  |  |  | Stamdata |  | Solid Wind Power A/S SWP10-14TG20 | Bonus.B23.150
570715000001554161 | 2016-12-21 | 10 | 14 | 18 | Solid Wind Power A/S | SWP10-14TG20 | 773 | Morsø | Land |  |  |  |  | Stamdata |  | Solid Wind Power A/S SWP10-14TG20 | Bonus.B23.150
570715000001554178 | 2016-12-29 | 10 | 13 | 18.3 | Gaia-Wind Ltd | Gaia Wind 133-10 kW | 773 | Morsø | Land |  |  |  |  | Stamdata |  | Gaia-Wind Ltd Gaia Wind 133-10 kW | 0
570715000001557902 | 2017-02-08 | 10 | 13 | 18.2 | Gaia-Wind Ltd | Gaia Wind 133-10 kW | 773 | Morsø | Land |  |  |  |  | Stamdata |  | Gaia-Wind Ltd Gaia Wind 133-10 kW | 0
570715000001557919 | 2017-02-08 | 10 | 7.1 | 21.4 | Ukendt | Ukendt | 773 | Morsø | Land |  |  |  |  | Stamdata |  | Ukendt Ukendt | 0
570715000001561374 | 2017-03-06 | 10 | 7.1 | 21.4 | Ukendt | Ukendt | 773 | Morsø | Land |  |  |  |  | Stamdata |  | Ukendt Ukendt | 0
570715000001574985 | 2017-08-18 | 10 | 7.1 | 21.4 | Ukendt | Ukendt | 773 | Morsø | Land |  |  |  |  | Stamdata |  | Ukendt Ukendt | 0
570715000001578709 | 2017-09-08 | 10 | 13 | 18.3 | Gaia-Wind Ltd | GW133 10kW | 773 | Morsø | Land |  |  |  |  | Stamdata |  | Gaia-Wind Ltd GW133 10kW | 0
570715000001592439 | 2017-12-19 | 10 | 9.3 | 20.3 | KVA Vind | KVA Vind 10 | 773 | Morsø | Land |  |  |  |  | Stamdata |  | KVA Vind KVA Vind 10 | 0
570715000001592538 | 2017-12-21 | 10 | 7.1 | 21 | KVA Vind | KVA Vind 10 | 773 | Morsø | Land |  |  |  |  | Stamdata |  | KVA Vind KVA Vind 10 | 0
570715000001619105 | 2018-09-27 | 10 | 9.3 | 20.3 | KVA Vind | KVA Vind 10-10 | 773 | Morsø | Land |  |  |  |  | Stamdata |  | KVA Vind KVA Vind 10-10 | 0
571313113161593499 | 2014-05-29 | 10 | 7.1 | 21 | Ukendt | Ukendt | 779 | Skive | Land |  |  | 502033.31 | 6288473.92 | SDFE2018 |  | Ukendt Ukendt | 0
571313113161627064 | 2015-09-18 | 10 | 7.1 | 21.4 | Ukendt | Ukendt | 779 | Skive | Land |  |  | 507831.91 | 6284825.55 | SDFE2018 |  | Ukendt Ukendt | 0
571313113161629594 | 2015-08-26 | 10 | 7.1 | 21 | Ukendt | Ukendt | 779 | Skive | Land |  |  | 511805.46 | 6271045.67 | SDFE2018 |  | Ukendt Ukendt | 0
571313113162016843 | 2015-08-07 | 10 | 7.1 | 21 | Ukendt | Ukendt | 779 | Skive | Land |  |  | 493571.04 | 6289907.53 | SDFE2018 |  | Ukendt Ukendt | 0
571313113162017581 | 2015-09-07 | 10 | 13 | 18.2 | Gaia-Wind Ltd | Gaia Wind 133-10 kW | 779 | Skive | Land |  |  | 502073.38 | 6287105.48 | SDFE2018 |  | Gaia-Wind Ltd Gaia Wind 133-10 kW | 0
571313113162023544 | 2016-02-01 | 10 | 14 | 18 | Solid Wind Power A/S | SWP10-14TG20 | 779 | Skive | Land |  |  | 496866.36 | 6282125.94 | SDFE2018 |  | Solid Wind Power A/S SWP10-14TG20 | Bonus.B23.150
571313113162025555 | 2015-09-11 | 10 | 14 | 18 | Solid Wind Power A/S | SWP10-14TG20 | 779 | Skive | Land |  |  | 508128.67 | 6284841.51 | SDFE2018 |  | Solid Wind Power A/S SWP10-14TG20 | Bonus.B23.150
571313113162026200 | 2015-10-26 | 10 | 14 | 18 | Solid Wind Power A/S | SWP10-14TG20 | 779 | Skive | Land |  |  | 498435.85 | 6280139.06 | SDFE2018 |  | Solid Wind Power A/S SWP10-14TG20 | Bonus.B23.150
571313113162029911 | 2015-10-08 | 10 | 14 | 18 | Solid Wind Power A/S | SWP10-14TG20 | 779 | Skive | Land |  |  | 502464.15 | 6284435.66 | SDFE2018 |  | Solid Wind Power A/S SWP10-14TG20 | Bonus.B23.150
571313113162030122 | 2015-10-01 | 10 | 7.1 | 21.4 | Ukendt | Ukendt | 779 | Skive | Land |  |  | 490883.13 | 6274589 | SDFE2018 |  | Ukendt Ukendt | 0
571313113162035479 | 2015-11-03 | 10 | 7.1 | 21.4 | Ukendt | Ukendt | 779 | Skive | Land |  |  | 490611.57 | 6274952.06 | SDFE2018 |  | Ukendt Ukendt | 0
571313113162038692 | 2015-11-11 | 10 | 13 | 18.2 | Gaia-Wind Ltd | Gaia Wind 133-10 kW | 779 | Skive | Land |  |  | 504298.39 | 6291485.64 | SDFE2018 |  | Gaia-Wind Ltd Gaia Wind 133-10 kW | 0
571313113162038968 | 2015-11-10 | 10 | 14 | 18 | Solid Wind Power A/S | SWP10-14TG20 | 779 | Skive | Land |  |  | 504927.87 | 6278719.22 | SDFE2018 |  | Solid Wind Power A/S SWP10-14TG20 | Bonus.B23.150
571313113162039071 | 2015-11-27 | 10 | 14 | 18 | Solid Wind Power A/S | SWP10-14TG20 | 779 | Skive | Land |  |  | 507276.14 | 6285477.12 | SDFE2018 |  | Solid Wind Power A/S SWP10-14TG20 | Bonus.B23.150
571313113162053817 | 2016-03-17 | 10 | 14 | 18 | Solid Wind Power A/S | SWP10-14TG20 | 779 | Skive | Land |  |  | 504563.47 | 6279726.71 | SDFE2018 |  | Solid Wind Power A/S SWP10-14TG20 | Bonus.B23.150
571313113162061669 | 2016-04-12 | 10 | 7.1 | 21.4 | Ukendt | Ukendt | 779 | Skive | Land |  |  | 497912.89 | 6279466.9 | SDFE2018 |  | Ukendt Ukendt | 0
571313113162064233 | 2016-05-02 | 10 | 14 | 18 | Solid Wind Power A/S | SWP10-14TG20 | 779 | Skive | Land |  |  | 497951.21 | 6280460.73 | SDFE2018 |  | Solid Wind Power A/S SWP10-14TG20 | Bonus.B23.150
571313113162080448 | 2016-10-19 | 10 | 14 | 18 | Solid Wind Power A/S | SWP10-14TG20 | 779 | Skive | Land |  |  |  |  | Stamdata |  | Solid Wind Power A/S SWP10-14TG20 | Bonus.B23.150
571313113162087751 | 2016-10-14 | 10 | 7 | 18 | Ukendt | Ukendt | 779 | Skive | Land |  |  |  |  | Stamdata |  | Ukendt Ukendt | 0
571313113162093059 | 2017-03-15 | 10 | 7 | 18 | Ukendt | Ukendt | 779 | Skive | Land |  |  |  |  | Stamdata |  | Ukendt Ukendt | 0
571313113162146953 | 2017-12-20 | 10 | 7.1 | 21.4 | Ukendt | Ukendt | 779 | Skive | Land |  |  |  |  | Stamdata |  | Ukendt Ukendt | 0
570715000001501806 | 2015-12-18 | 10 | 13 | 18 | Gaia-Wind Ltd | Gaia Wind 133-10 kW | 0 |  | Land |  |  | 587306.94 | 6344915.91 | SDFE2018 |  | Gaia-Wind Ltd Gaia Wind 133-10 kW | 0
570715000001506405 | 2016-02-08 | 10 | 13 | 18.2 | Gaia-Wind Ltd | Gaia Wind 133-10 kW | 0 |  | Land |  |  |  |  | Stamdata |  | Gaia-Wind Ltd Gaia Wind 133-10 kW | 0
570715000001576385 | 2017-08-21 | 10 | 14 | 18 | Solid Wind Power A/S | SWP10-14TG20 | 0 |  | Land |  |  |  |  | Stamdata |  | Solid Wind Power A/S SWP10-14TG20 | Bonus.B23.150
571313124490089638 | 2019-05-28 | 10 | 9.3 | 20.3 | KVA Vind | KVA Vind 10-10 | 0 |  | Land |  |  |  |  | Stamdata |  | KVA Vind KVA Vind 10-10 | 0
571313174116007331 | 2014-02-18 | 10 | 7.1 | 21.5 | Ukendt | Ukendt | 217 | Helsingør | Land |  |  |  |  | Stamdata |  | Ukendt Ukendt | 0
571313179100075143 | 2016-07-13 | 10 | 13 | 18.2 | Gaia-Wind Ltd | Gaia Wind 133-10 kW | 219 | Hillerød | Land |  |  |  |  | Stamdata |  | Gaia-Wind Ltd Gaia Wind 133-10 kW | 0
571313174000797997 | 2014-12-29 | 10 | 13 | 18 | Ukendt | Ukendt | 259 | Køge | Land |  |  |  |  | Stamdata |  | Ukendt Ukendt | 0
571313174002143129 | 2019-08-02 | 10 | 13 | 18.2 | Gaia-Wind Ltd | GW133 10kW | 259 | Køge | Land |  |  |  |  | Stamdata |  | Gaia-Wind Ltd GW133 10kW | 0
571313174116016241 | 2014-05-15 | 10 | 7.1 | 21.5 | Ukendt | Ukendt | 260 | Halsnæs | Land |  |  | 685889.9 | 6207438.42 | SDFE2018 |  | Ukendt Ukendt | 0
571313179100118352 | 2016-09-29 | 10 | 7 | 18 | Ukendt | Ukendt | 260 | Halsnæs | Land |  |  |  |  | Stamdata |  | Ukendt Ukendt | 0
570715000001368515 | 2013-08-25 | 10 | 7.1 | 21 | Ukendt | Ukendt | 787 | Thisted | Land |  |  | 490202.58 | 6321256.36 | SDFE2018 |  | Ukendt Ukendt | 0
570715000001368522 | 2013-08-12 | 10 | 7.1 | 21 | Ukendt | Ukendt | 787 | Thisted | Land |  |  | 496733.73 | 6318837.73 | SDFE2018 |  | Ukendt Ukendt | 0
570715000001369642 | 2013-11-01 | 10 | 7.1 | 21.3 | Ukendt | Ukendt | 787 | Thisted | Land |  |  |  |  | Stamdata |  | Ukendt Ukendt | 0
570715000001369697 | 2013-11-14 | 10 | 7.1 | 21 | Ukendt | Ukendt | 787 | Thisted | Land |  |  | 500378.62 | 6327125.8 | SDFE2018 |  | Ukendt Ukendt | 0
570715000001369734 | 2013-11-01 | 10 | 7.1 | 21 | Ukendt | Ukendt | 787 | Thisted | Land |  |  | 468422.41 | 6305424.22 | SDFE2018 |  | Ukendt Ukendt | 0
570715000001369772 | 2013-11-14 | 10 | 7.1 | 21 | Ukendt | Ukendt | 787 | Thisted | Land |  |  | 501114.12 | 6323336.04 | SDFE2018 |  | Ukendt Ukendt | 0
570715000001379337 | 2013-12-19 | 10 | 7.1 | 21.3 | Ukendt | Ukendt | 787 | Thisted | Land |  |  |  |  | Stamdata |  | Ukendt Ukendt | 0
570715000001380944 | 2013-12-27 | 10 | 7.1 | 21.3 | Ukendt | Ukendt | 787 | Thisted | Land |  |  | 461016.94 | 6288839.25 | SDFE2018 |  | Ukendt Ukendt | 0
570715000001380951 | 2013-12-27 | 10 | 7.1 | 21.4 | Ukendt | Ukendt | 787 | Thisted | Land |  |  | 473664.85 | 6313022.7 | SDFE2018 |  | Ukendt Ukendt | 0
570715000001412409 | 2014-05-27 | 10 | 13 | 18.2 | Ukendt | Ukendt | 787 | Thisted | Land |  |  | 486545.98 | 6317682.03 | SDFE2018 |  | Ukendt Ukendt | 0
570715000001417169 | 2014-09-17 | 10 | 7.1 | 21.4 | Ukendt | Ukendt | 787 | Thisted | Land |  |  | 469939.42 | 6304347.76 | SDFE2018 |  | Ukendt Ukendt | 0
570715000001417183 | 2014-09-17 | 10 | 13 | 18.2 | Ukendt | Ukendt | 787 | Thisted | Land |  |  | 466047.47 | 6297766.37 | SDFE2018 |  | Ukendt Ukendt | 0
570715000001430182 | 2014-12-19 | 10 | 7.1 | 21.3 | Ukendt | Ukendt | 787 | Thisted | Land |  |  |  |  | Stamdata |  | Ukendt Ukendt | 0
570715000001430786 | 2014-12-30 | 10 | 13 | 18.2 | Ukendt | Ukendt | 787 | Thisted | Land |  |  | 470103.67 | 6303468.49 | SDFE2018 |  | Ukendt Ukendt | 0
570715000001430816 | 2014-12-29 | 10 | 13 | 18.2 | Ukendt | Ukendt | 787 | Thisted | Land |  |  | 473376.98 | 6298836.82 | SDFE2018 |  | Ukendt Ukendt | 0
570715000001431950 | 2015-01-05 | 10 | 13 | 18.2 | Ukendt | Ukendt | 787 | Thisted | Land |  |  | 458188.91 | 6286865.81 | SDFE2018 |  | Ukendt Ukendt | 0
570715000001438126 | 2015-02-15 | 10 | 7.1 | 21 | Ukendt | Ukendt | 787 | Thisted | Land |  |  | 466190.14 | 6299910.49 | SDFE2018 |  | Ukendt Ukendt | 0
570715000001439178 | 2015-03-03 | 10 | 7.1 | 21.4 | Ukendt | Ukendt | 787 | Thisted | Land |  |  | 459339.96 | 6298588.27 | SDFE2018 |  | Ukendt Ukendt | 0
570715000001439192 | 2015-03-03 | 10 | 7.1 | 21 | Ukendt | Ukendt | 787 | Thisted | Land |  |  | 468900.94 | 6298417.61 | SDFE2018 |  | Ukendt Ukendt | 0
570715000001439239 | 2015-04-08 | 10 | 7.1 | 21.4 | Ukendt | Ukendt | 787 | Thisted | Land |  |  | 463950.87 | 6304767.08 | SDFE2018 |  | Ukendt Ukendt | 0
570715000001441348 | 2015-04-08 | 10 | 7.1 | 21.3 | Ukendt | Ukendt | 787 | Thisted | Land |  |  | 461664.91 | 6289441.53 | SDFE2018 |  | Ukendt Ukendt | 0
570715000001441393 | 2015-06-19 | 10 | 7.1 | 21.4 | Ukendt | Ukendt | 787 | Thisted | Land |  |  | 462550.11 | 6294571.05 | SDFE2018 |  | Ukendt Ukendt | 0
570715000001441409 | 2015-05-08 | 10 | 7.1 | 21.4 | Ukendt | Ukendt | 787 | Thisted | Land |  |  | 463452.19 | 6299505.26 | SDFE2018 |  | Ukendt Ukendt | 0
570715000001442161 | 2015-03-30 | 10 | 13 | 18.2 | Gaia-Wind Ltd | Gaia Wind 133-10 kW | 787 | Thisted | Land |  |  | 463316.68 | 6296976.34 | SDFE2018 |  | Gaia-Wind Ltd Gaia Wind 133-10 kW | 0
570715000001442185 | 2015-03-30 | 10 | 13 | 18.2 | Gaia-Wind Ltd | Gaia Wind 133-10 kW | 787 | Thisted | Land |  |  | 463316.68 | 6296976.34 | GeoDanmark, 12-03-2017 |  | Gaia-Wind Ltd Gaia Wind 133-10 kW | 0
570715000001442598 | 2015-04-24 | 10 | 7.1 | 21.4 | Ukendt | Ukendt | 787 | Thisted | Land |  |  |  |  | Stamdata |  | Ukendt Ukendt | 0
570715000001443229 | 2015-04-17 | 10 | 7.1 | 21.3 | Ukendt | Ukendt | 787 | Thisted | Land |  |  |  |  | Stamdata |  | Ukendt Ukendt | 0
570715000001443243 | 2015-05-15 | 10 | 13 | 18.2 | Gaia-Wind Ltd | Gaia Wind 133-10 kW | 787 | Thisted | Land |  |  | 498027.68 | 6321568.45 | SDFE2018 |  | Gaia-Wind Ltd Gaia Wind 133-10 kW | 0
570715000001443267 | 2015-04-21 | 10 | 7.1 | 21.4 | Ukendt | Ukendt | 787 | Thisted | Land |  |  | 464432.94 | 6288559.46 | SDFE2018 |  | Ukendt Ukendt | 0
570715000001443656 | 2015-04-21 | 10 | 7.1 | 21 | Ukendt | Ukendt | 787 | Thisted | Land |  |  | 466190.14 | 6299910.49 | GeoDanmark, 12-03-2017 |  | Ukendt Ukendt | 0
570715000001447821 | 2015-05-13 | 10 | 7.1 | 21.4 | Ukendt | Ukendt | 787 | Thisted | Land |  |  | 463825.21 | 6292729.16 | SDFE2018 |  | Ukendt Ukendt | 0
570715000001451279 | 2015-05-01 | 10 | 7.1 | 21.4 | Ukendt | Ukendt | 787 | Thisted | Land |  |  |  |  | Stamdata |  | Ukendt Ukendt | 0
570715000001451286 | 2015-06-03 | 10 | 14 | 18 | Solid Wind Power A/S | SWP-10-16 TG20 | 787 | Thisted | Land |  |  | 466989.35 | 6288321.72 | SDFE2018 |  | Solid Wind Power A/S SWP-10-16 TG20 | 0
570715000001454218 | 2015-06-18 | 10 | 16 | 17 | Solid Wind Power A/S | SWP-10-16 TG20 | 787 | Thisted | Land |  |  | 484742.18 | 6315865.62 | SDFE2018 |  | Solid Wind Power A/S SWP-10-16 TG20 | 0
570715000001454652 | 2015-06-10 | 10 | 14 | 18 | Solid Wind Power A/S | SWP-10-16 TG20 | 787 | Thisted | Land |  |  |  |  | Stamdata |  | Solid Wind Power A/S SWP-10-16 TG20 | 0
570715000001456427 | 2015-06-23 | 10 | 14 | 18 | Solid Wind Power A/S | SWP-10-16 TG20 | 787 | Thisted | Land |  |  | 463829.35 | 6297332.3 | SDFE2018 |  | Solid Wind Power A/S SWP-10-16 TG20 | 0
570715000001464514 | 2015-08-21 | 10 | 7.1 | 21.4 | Ukendt | Ukendt | 787 | Thisted | Land |  |  | 472812.63 | 6301312.64 | SDFE2018 |  | Ukendt Ukendt | 0
570715000001464538 | 2015-09-12 | 10 | 7.1 | 21.4 | Ukendt | Ukendt | 787 | Thisted | Land |  |  |  |  | Stamdata |  | Ukendt Ukendt | 0
570715000001464545 | 2015-08-06 | 10 | 7.1 | 21.4 | Ukendt | Ukendt | 787 | Thisted | Land |  |  | 459707.45 | 6289342.41 | SDFE2018 |  | Ukendt Ukendt | 0
570715000001468925 | 2015-08-06 | 10 | 7.1 | 21.4 | Ukendt | Ukendt | 787 | Thisted | Land |  |  | 459273.15 | 6289448.41 | SDFE2018 |  | Ukendt Ukendt | 0
570715000001468932 | 2015-08-07 | 10 | 7.1 | 21.4 | Ukendt | Ukendt | 787 | Thisted | Land |  |  | 466949.68 | 6292641.24 | SDFE2018 |  | Ukendt Ukendt | 0
570715000001468956 | 2015-08-21 | 10 | 7.1 | 21.4 | Ukendt | Ukendt | 787 | Thisted | Land |  |  | 467025.07 | 6306034.68 | SDFE2018 |  | Ukendt Ukendt | 0
570715000001468994 | 2015-08-20 | 10 | 7.1 | 21.4 | Ukendt | Ukendt | 787 | Thisted | Land |  |  |  |  | Stamdata |  | Ukendt Ukendt | 0
570715000001469014 | 2015-09-14 | 10 | 7.1 | 21.4 | Ukendt | Ukendt | 787 | Thisted | Land |  |  |  |  | Stamdata |  | Ukendt Ukendt | 0
570715000001471598 | 2015-08-07 | 10 | 7.1 | 21.4 | Ukendt | Ukendt | 787 | Thisted | Land |  |  | 466815.61 | 6292408.26 | SDFE2018 |  | Ukendt Ukendt | 0
570715000001475398 | 2015-09-15 | 10 | 14 | 18 | Solid Wind Power A/S | SWP10-14TG20 | 787 | Thisted | Land |  |  |  |  | Stamdata |  | Solid Wind Power A/S SWP10-14TG20 | Bonus.B23.150
570715000001478924 | 2015-09-16 | 10 | 14 | 18 | Solid Wind Power A/S | SWP10-14TG20 | 787 | Thisted | Land |  |  | 470539.82 | 6309719.95 | SDFE2018 |  | Solid Wind Power A/S SWP10-14TG20 | Bonus.B23.150
570715000001480491 | 2015-09-29 | 10 | 7.1 | 21.4 | Ukendt | Ukendt | 787 | Thisted | Land |  |  | 487449.21 | 6323300.71 | SDFE2018 |  | Ukendt Ukendt | 0
570715000001480507 | 2015-09-29 | 10 | 14 | 18 | Solid Wind Power A/S | SWP10-14TG20 | 787 | Thisted | Land |  |  | 467040.71 | 6304371.99 | SDFE2018 |  | Solid Wind Power A/S SWP10-14TG20 | Bonus.B23.150
570715000001480521 | 2015-10-01 | 10 | 7.1 | 21.4 | Ukendt | Ukendt | 787 | Thisted | Land |  |  | 475864.42 | 6307493.11 | SDFE2018 |  | Ukendt Ukendt | 0
570715000001480538 | 2015-10-01 | 10 | 7.1 | 21.4 | Ukendt | Ukendt | 787 | Thisted | Land |  |  | 476225.36 | 6319053.86 | SDFE2018 |  | Ukendt Ukendt | 0
570715000001481528 | 2015-10-02 | 10 | 7.1 | 21.4 | Ukendt | Ukendt | 787 | Thisted | Land |  |  | 458113.19 | 6289044.14 | SDFE2018 |  | Ukendt Ukendt | 0
570715000001481535 | 2015-10-02 | 10 | 7.1 | 21.4 | Ukendt | Ukendt | 787 | Thisted | Land |  |  |  |  | Stamdata |  | Ukendt Ukendt | 0
570715000001484505 | 2015-10-19 | 10 | 14 | 18 | Solid Wind Power A/S | SWP10-14TG20 | 787 | Thisted | Land |  |  |  |  | Stamdata |  | Solid Wind Power A/S SWP10-14TG20 | Bonus.B23.150
570715000001484574 | 2015-11-04 | 10 | 7.1 | 21.4 | Ukendt | Ukendt | 787 | Thisted | Land |  |  | 488798.5 | 6322968.78 | SDFE2018 |  | Ukendt Ukendt | 0
570715000001487681 | 2015-11-06 | 10 | 7.1 | 21.4 | Ukendt | Ukendt | 787 | Thisted | Land |  |  |  |  | Stamdata |  | Ukendt Ukendt | 0
570715000001487704 | 2015-11-13 | 10 | 7.1 | 21.4 | Ukendt | Ukendt | 787 | Thisted | Land |  |  | 489096.46 | 6319702.58 | SDFE2018 |  | Ukendt Ukendt | 0
570715000001488398 | 2015-11-21 | 10 | 7.1 | 21.4 | Ukendt | Ukendt | 787 | Thisted | Land |  |  |  |  | Stamdata |  | Ukendt Ukendt | 0
570715000001488404 | 2015-11-21 | 10 | 14 | 18 | Solid Wind Power A/S | SWP25-14TG20 | 787 | Thisted | Land |  |  | 469495.91 | 6310512.78 | SDFE2018 |  | Solid Wind Power A/S SWP25-14TG20 | Bonus.B23.150
570715000001488411 | 2015-12-12 | 10 | 7.1 | 21.4 | Ukendt | Ukendt | 787 | Thisted | Land |  |  | 462388.26 | 6285479.3 | SDFE2018 |  | Ukendt Ukendt | 0
570715000001488428 | 2015-11-25 | 10 | 14 | 18 | Solid Wind Power A/S | SWP-10-16 TG20 | 787 | Thisted | Land |  |  | 463330.12 | 6291481.57 | SDFE2018 |  | Solid Wind Power A/S SWP-10-16 TG20 | 0
570715000001488435 | 2015-11-21 | 10 | 7.1 | 21.4 | Ukendt | Ukendt | 787 | Thisted | Land |  |  | 462536.01 | 6286689.14 | SDFE2018 |  | Ukendt Ukendt | 0
570715000001488459 | 2015-11-21 | 10 | 7.1 | 21.4 | Ukendt | Ukendt | 787 | Thisted | Land |  |  | 461016.55 | 6289533.54 | SDFE2018 |  | Ukendt Ukendt | 0
570715000001488466 | 2015-11-21 | 10 | 7.1 | 21.4 | Ukendt | Ukendt | 787 | Thisted | Land |  |  | 463355.51 | 6297641.54 | SDFE2018 |  | Ukendt Ukendt | 0
570715000001489753 | 2015-11-27 | 10 | 7.1 | 21.4 | Ukendt | Ukendt | 787 | Thisted | Land |  |  | 464468.29 | 6284247.86 | SDFE2018 |  | Ukendt Ukendt | 0
570715000001490001 | 2015-11-26 | 10 | 13 | 18.2 | Gaia-Wind Ltd | Gaia Wind 133-10 kW | 787 | Thisted | Land |  |  | 479243.39 | 6314689.58 | SDFE2018 |  | Gaia-Wind Ltd Gaia Wind 133-10 kW | 0
570715000001493538 | 2015-11-29 | 10 | 7.1 | 21.4 | Ukendt | Ukendt | 787 | Thisted | Land |  |  | 460181.18 | 6290556.85 | SDFE2018 |  | Ukendt Ukendt | 0
570715000001496584 | 2015-12-07 | 10 | 7.1 | 21 | Ukendt | Ukendt | 787 | Thisted | Land |  |  | 460566.43 | 6287200.77 | SDFE2018 |  | Ukendt Ukendt | 0
570715000001496614 | 2015-12-09 | 10 | 14 | 18 | Solid Wind Power A/S | SWP10-14TG20 | 787 | Thisted | Land |  |  | 486276.43 | 6316042.78 | SDFE2018 |  | Solid Wind Power A/S SWP10-14TG20 | Bonus.B23.150
570715000001497239 | 2015-12-10 | 10 | 14 | 18 | Solid Wind Power A/S | SWP25-14TG20 | 787 | Thisted | Land |  |  | 463860.58 | 6288346.19 | SDFE2018 |  | Solid Wind Power A/S SWP25-14TG20 | Bonus.B23.150
570715000001497482 | 2015-12-10 | 10 | 7.1 | 21.4 | Ukendt | Ukendt | 787 | Thisted | Land |  |  | 470730.06 | 6304310.59 | SDFE2018 |  | Ukendt Ukendt | 0
570715000001497505 | 2015-12-10 | 10 | 13 | 18.3 | Gaia-Wind Ltd | Gaia Wind 133-10 kW | 787 | Thisted | Land |  |  | 476054.2 | 6317567.93 | SDFE2018 |  | Gaia-Wind Ltd Gaia Wind 133-10 kW | 0
570715000001497512 | 2015-12-14 | 10 | 7.1 | 21 | Ukendt | Ukendt | 787 | Thisted | Land |  |  |  |  | Stamdata |  | Ukendt Ukendt | 0
570715000001498991 | 2015-12-18 | 10 | 7.1 | 21.4 | Ukendt | Ukendt | 787 | Thisted | Land |  |  |  |  | Stamdata |  | Ukendt Ukendt | 0
570715000001499042 | 2015-12-18 | 10 | 7.1 | 21.4 | Ukendt | Ukendt | 787 | Thisted | Land |  |  | 458304.45 | 6286395.76 | SDFE2018 |  | Ukendt Ukendt | 0
570715000001501301 | 2015-12-28 | 10 | 7.1 | 21.4 | Ukendt | Ukendt | 787 | Thisted | Land |  |  | 468413.17 | 6298197.18 | SDFE2018 |  | Ukendt Ukendt | 0
570715000001502957 | 2016-01-07 | 10 | 14 | 18 | Solid Wind Power A/S | SWP10-14TG20 | 787 | Thisted | Land |  |  | 477151.53 | 6314319.91 | SDFE2018 |  | Solid Wind Power A/S SWP10-14TG20 | Bonus.B23.150
570715000001502971 | 2016-01-11 | 10 | 14 | 18 | Solid Wind Power A/S | SWP10-14TG20 | 787 | Thisted | Land |  |  | 489268.9 | 6320128.91 | SDFE2018 |  | Solid Wind Power A/S SWP10-14TG20 | Bonus.B23.150
570715000001502988 | 2016-01-12 | 10 | 14 | 18 | Solid Wind Power A/S | SWP10-14TG20 | 787 | Thisted | Land |  |  | 482840.22 | 6317937.21 | SDFE2018 |  | Solid Wind Power A/S SWP10-14TG20 | Bonus.B23.150
570715000001506382 | 2016-01-26 | 10 | 14 | 18 | Solid Wind Power A/S | SWP10-14TG20 | 787 | Thisted | Land |  |  | 472312.33 | 6301243.37 | SDFE2018 |  | Solid Wind Power A/S SWP10-14TG20 | Bonus.B23.150
570715000001506399 | 2016-02-04 | 10 | 7.1 | 21.4 | Ukendt | Ukendt | 787 | Thisted | Land |  |  |  |  | Stamdata |  | Ukendt Ukendt | 0
570715000001506412 | 2016-02-03 | 10 | 14 | 18 | Solid Wind Power A/S | SWP10-14TG20 | 787 | Thisted | Land |  |  | 482063.94 | 6316919.85 | SDFE2018 |  | Solid Wind Power A/S SWP10-14TG20 | Bonus.B23.150
570715000001506429 | 2016-02-03 | 10 | 14 | 18 | Solid Wind Power A/S | SWP10-14TG20 | 787 | Thisted | Land |  |  | 485264.83 | 6318952.71 | SDFE2018 |  | Solid Wind Power A/S SWP10-14TG20 | Bonus.B23.150
570715000001506436 | 2016-02-04 | 10 | 7.1 | 21.4 | Ukendt | Ukendt | 787 | Thisted | Land |  |  | 482739.78 | 6314787.45 | SDFE2018 |  | Ukendt Ukendt | 0
570715000001506443 | 2016-02-04 | 10 | 14 | 18 | Solid Wind Power A/S | SWP10-14TG20 | 787 | Thisted | Land |  |  | 487315.12 | 6314263.4 | SDFE2018 |  | Solid Wind Power A/S SWP10-14TG20 | Bonus.B23.150
570715000001507563 | 2016-02-18 | 10 | 14 | 18 | Solid Wind Power A/S | SWP10-14TG20 | 787 | Thisted | Land |  |  |  |  | Stamdata |  | Solid Wind Power A/S SWP10-14TG20 | Bonus.B23.150
570715000001507570 | 2016-02-11 | 10 | 14 | 18 | Solid Wind Power A/S | SWP10-14TG20 | 787 | Thisted | Land |  |  | 478389.59 | 6318093.3 | SDFE2018 |  | Solid Wind Power A/S SWP10-14TG20 | Bonus.B23.150
570715000001507587 | 2016-02-11 | 10 | 14 | 18 | Solid Wind Power A/S | SWP10-14TG20 | 787 | Thisted | Land |  |  | 478015.3 | 6317757.88 | SDFE2018 |  | Solid Wind Power A/S SWP10-14TG20 | Bonus.B23.150
570715000001507600 | 2016-02-10 | 10 | 14 | 18 | Solid Wind Power A/S | SWP10-14TG20 | 787 | Thisted | Land |  |  | 478015.3 | 6317757.88 | GeoDanmark, 12-03-2017 |  | Solid Wind Power A/S SWP10-14TG20 | Bonus.B23.150
570715000001507617 | 2016-02-09 | 10 | 14 | 18 | Solid Wind Power A/S | SWP10-14TG20 | 787 | Thisted | Land |  |  | 479170.63 | 6319278.24 | SDFE2018 |  | Solid Wind Power A/S SWP10-14TG20 | Bonus.B23.150
570715000001507624 | 2016-02-12 | 10 | 14 | 18 | Solid Wind Power A/S | SWP10-14TG20 | 787 | Thisted | Land |  |  | 489338.25 | 6320687.72 | SDFE2018 |  | Solid Wind Power A/S SWP10-14TG20 | Bonus.B23.150
570715000001507631 | 2016-02-16 | 10 | 14 | 18 | Solid Wind Power A/S | SWP10-14TG20 | 787 | Thisted | Land |  |  | 484424.84 | 6318950.34 | SDFE2018 |  | Solid Wind Power A/S SWP10-14TG20 | Bonus.B23.150
570715000001507648 | 2016-02-22 | 10 | 14 | 18 | Solid Wind Power A/S | SWP10-14TG20 | 787 | Thisted | Land |  |  | 482362.51 | 6319690.42 | SDFE2018 |  | Solid Wind Power A/S SWP10-14TG20 | Bonus.B23.150
570715000001507686 | 2016-02-17 | 10 | 14 | 18 | Solid Wind Power A/S | SWP10-14TG20 | 787 | Thisted | Land |  |  |  |  | Stamdata |  | Solid Wind Power A/S SWP10-14TG20 | Bonus.B23.150
570715000001510389 | 2016-02-26 | 10 | 13 | 18.2 | Gaia-Wind Ltd | Gaia Wind 133-10 kW | 787 | Thisted | Land |  |  | 466781.06 | 6291741.58 | SDFE2018 |  | Gaia-Wind Ltd Gaia Wind 133-10 kW | 0
570715000001510815 | 2016-02-24 | 10 | 14 | 18 | Solid Wind Power A/S | SWP10-14TG20 | 787 | Thisted | Land |  |  |  |  | Stamdata |  | Solid Wind Power A/S SWP10-14TG20 | Bonus.B23.150
570715000001510822 | 2016-02-29 | 10 | 14 | 18 | Solid Wind Power A/S | SWP10-14TG20 | 787 | Thisted | Land |  |  | 473852.93 | 6313822.6 | SDFE2018 |  | Solid Wind Power A/S SWP10-14TG20 | Bonus.B23.150
570715000001510839 | 2016-03-01 | 10 | 14 | 18 | Solid Wind Power A/S | SWP10-14TG20 | 787 | Thisted | Land |  |  | 462496.4 | 6293845.46 | SDFE2018 |  | Solid Wind Power A/S SWP10-14TG20 | Bonus.B23.150
570715000001510846 | 2016-02-25 | 10 | 14 | 18 | Solid Wind Power A/S | SWP10-14TG20 | 787 | Thisted | Land |  |  | 484565.83 | 6318376.86 | SDFE2018 |  | Solid Wind Power A/S SWP10-14TG20 | Bonus.B23.150
570715000001511621 | 2016-03-04 | 10 | 13 | 18.2 | Gaia-Wind Ltd | Gaia Wind 133-10 kW | 787 | Thisted | Land |  |  | 462676.71 | 6286310.21 | SDFE2018 |  | Gaia-Wind Ltd Gaia Wind 133-10 kW | 0
570715000001511638 | 2016-03-09 | 10 | 14 | 18 | Solid Wind Power A/S | SWP10-14TG20 | 787 | Thisted | Land |  |  | 477763.33 | 6317145.64 | SDFE2018 |  | Solid Wind Power A/S SWP10-14TG20 | Bonus.B23.150
570715000001511645 | 2016-03-11 | 10 | 7.1 | 21.4 | Ukendt | Ukendt | 787 | Thisted | Land |  |  | 489751.25 | 6322212.7 | SDFE2018 |  | Ukendt Ukendt | 0
570715000001512642 | 2016-03-23 | 10 | 7.1 | 21.4 | Ukendt | Ukendt | 787 | Thisted | Land |  |  | 484349.21 | 6321706.6 | SDFE2018 |  | Ukendt Ukendt | 0
570715000001512659 | 2016-03-14 | 10 | 14 | 18 | Solid Wind Power A/S | SWP10-14TG20 | 787 | Thisted | Land |  |  | 479318.07 | 6319819.4 | SDFE2018 |  | Solid Wind Power A/S SWP10-14TG20 | Bonus.B23.150
570715000001512666 | 2016-03-21 | 10 | 7.1 | 21.4 | Ukendt | Ukendt | 787 | Thisted | Land |  |  | 489760.68 | 6322043.09 | SDFE2018 |  | Ukendt Ukendt | 0
570715000001512673 | 2016-03-29 | 10 | 7.1 | 21.4 | Ukendt | Ukendt | 787 | Thisted | Land |  |  | 466846.65 | 6299728.7 | SDFE2018 |  | Ukendt Ukendt | 0
570715000001512680 | 2016-03-29 | 10 | 7.1 | 21 | Ukendt | Ukendt | 787 | Thisted | Land |  |  | 460966.56 | 6294596.46 | SDFE2018 |  | Ukendt Ukendt | 0
570715000001513540 | 2016-04-15 | 10 | 7.1 | 21.4 | Ukendt | Ukendt | 787 | Thisted | Land |  |  | 464060.89 | 6288734.63 | SDFE2018 |  | Ukendt Ukendt | 0
570715000001513687 | 2016-04-25 | 10 | 7.1 | 21.4 | Ukendt | Ukendt | 787 | Thisted | Land |  |  |  |  | Stamdata |  | Ukendt Ukendt | 0
570715000001514547 | 2016-04-26 | 10 | 14 | 18 | Solid Wind Power A/S | SWP10-14TG20 | 787 | Thisted | Land |  |  | 482387.29 | 6316243.44 | SDFE2018 |  | Solid Wind Power A/S SWP10-14TG20 | Bonus.B23.150
570715000001514714 | 2016-04-26 | 10 | 14 | 18 | Solid Wind Power A/S | SWP10-14TG20 | 787 | Thisted | Land |  |  |  |  | Stamdata |  | Solid Wind Power A/S SWP10-14TG20 | Bonus.B23.150
570715000001514721 | 2016-04-08 | 10 | 7.1 | 21.4 | Ukendt | Ukendt | 787 | Thisted | Land |  |  | 461815.94 | 6288978.26 | SDFE2018 |  | Ukendt Ukendt | 0
570715000001514738 | 2016-04-17 | 10 | 14 | 18 | Solid Wind Power A/S | SWP10-14TG20 | 787 | Thisted | Land |  |  | 467140.42 | 6306003.61 | SDFE2018 |  | Solid Wind Power A/S SWP10-14TG20 | Bonus.B23.150
570715000001514745 | 2016-04-20 | 10 | 14 | 18 | Solid Wind Power A/S | SWP10-14TG20 | 787 | Thisted | Land |  |  | 464905.89 | 6294430.12 | SDFE2018 |  | Solid Wind Power A/S SWP10-14TG20 | Bonus.B23.150
570715000001514752 | 2016-05-06 | 10 | 14 | 18 | Solid Wind Power A/S | SWP25-14TG20 | 787 | Thisted | Land |  |  | 464065.39 | 6291052.48 | SDFE2018 |  | Solid Wind Power A/S SWP25-14TG20 | Bonus.B23.150
570715000001514790 | 2016-04-21 | 10 | 13 | 18.2 | Gaia-Wind Ltd | Gaia Wind 133-10 kW | 787 | Thisted | Land |  |  | 462902.38 | 6291599.04 | SDFE2018 |  | Gaia-Wind Ltd Gaia Wind 133-10 kW | 0
570715000001514806 | 2016-04-25 | 10 | 14 | 18 | Solid Wind Power A/S | SWP10-14TG20 | 787 | Thisted | Land |  |  | 482883.85 | 6316971.35 | SDFE2018 |  | Solid Wind Power A/S SWP10-14TG20 | Bonus.B23.150
570715000001514813 | 2016-05-06 | 10 | 14 | 18 | Solid Wind Power A/S | SWP10-14TG20 | 787 | Thisted | Land |  |  |  |  | Stamdata |  | Solid Wind Power A/S SWP10-14TG20 | Bonus.B23.150
570715000001514820 | 2016-05-06 | 10 | 14 | 18 | Solid Wind Power A/S | SWP10-14TG20 | 787 | Thisted | Land |  |  |  |  | Stamdata |  | Solid Wind Power A/S SWP10-14TG20 | Bonus.B23.150
570715000001514837 | 2016-04-27 | 10 | 13 | 18.2 | Gaia-Wind Ltd | Gaia Wind 133-10 kW | 787 | Thisted | Land |  |  | 467081.78 | 6291376.83 | SDFE2018 |  | Gaia-Wind Ltd Gaia Wind 133-10 kW | 0
570715000001514844 | 2016-06-07 | 10 | 14 | 18 | Solid Wind Power A/S | SWP10-14TG20 | 787 | Thisted | Land |  |  |  |  | Stamdata |  | Solid Wind Power A/S SWP10-14TG20 | Bonus.B23.150
570715000001514943 | 2016-04-27 | 10 | 13 | 18.2 | Gaia-Wind Ltd | Gaia Wind 133-10 kW | 787 | Thisted | Land |  |  | 467369.64 | 6290449.41 | SDFE2018 |  | Gaia-Wind Ltd Gaia Wind 133-10 kW | 0
570715000001516473 | 2016-04-29 | 10 | 7.1 | 21.4 | Ukendt | Ukendt | 787 | Thisted | Land |  |  | 481369.21 | 6319945.3 | SDFE2018 |  | Ukendt Ukendt | 0
570715000001516480 | 2016-05-19 | 10 | 14 | 18 | Solid Wind Power A/S | SWP10-14TG20 | 787 | Thisted | Land |  |  |  |  | Stamdata |  | Solid Wind Power A/S SWP10-14TG20 | Bonus.B23.150
570715000001516503 | 2016-05-13 | 10 | 1.1 | 21.4 | Ukendt | Ukendt | 787 | Thisted | Land |  |  |  |  | Stamdata |  | Ukendt Ukendt | 0
570715000001516510 | 2016-05-06 | 10 | 7.1 | 21.4 | Ukendt | Ukendt | 787 | Thisted | Land |  |  | 472876.13 | 6300696.3 | SDFE2018 |  | Ukendt Ukendt | 0
570715000001516527 | 2016-05-13 | 10 | 7.1 | 21.4 | Ukendt | Ukendt | 787 | Thisted | Land |  |  |  |  | Stamdata |  | Ukendt Ukendt | 0
570715000001516558 | 2016-08-25 | 10 | 7.1 | 21.4 | Ukendt | Ukendt | 787 | Thisted | Land |  |  |  |  | Stamdata |  | Ukendt Ukendt | 0
570715000001517746 | 2016-05-06 | 10 | 7.1 | 21.4 | Ukendt | Ukendt | 787 | Thisted | Land |  |  |  |  | Stamdata |  | Ukendt Ukendt | 0
570715000001517753 | 2016-05-23 | 10 | 14 | 18 | Solid Wind Power A/S | SWP10-14TG20 | 787 | Thisted | Land |  |  |  |  | Stamdata |  | Solid Wind Power A/S SWP10-14TG20 | Bonus.B23.150
570715000001518347 | 2016-05-19 | 10 | 14 | 18 | Solid Wind Power A/S | SWP10-14TG20 | 787 | Thisted | Land |  |  |  |  | Stamdata |  | Solid Wind Power A/S SWP10-14TG20 | Bonus.B23.150
570715000001518354 | 2016-05-24 | 10 | 14 | 18 | Solid Wind Power A/S | SWP10-14TG20 | 787 | Thisted | Land |  |  |  |  | Stamdata |  | Solid Wind Power A/S SWP10-14TG20 | Bonus.B23.150
570715000001518682 | 2016-06-01 | 10 | 13 | 18.2 | Gaia-Wind Ltd | Gaia Wind 133-10 kW | 787 | Thisted | Land |  |  |  |  | Stamdata |  | Gaia-Wind Ltd Gaia Wind 133-10 kW | 0
570715000001518699 | 2016-05-27 | 10 | 7.1 | 21.4 | Ukendt | Ukendt | 787 | Thisted | Land |  |  |  |  | Stamdata |  | Ukendt Ukendt | 0
570715000001518705 | 2016-05-24 | 10 | 14 | 18 | Solid Wind Power A/S | SWP10-14TG20 | 787 | Thisted | Land |  |  |  |  | Stamdata |  | Solid Wind Power A/S SWP10-14TG20 | Bonus.B23.150
570715000001520029 | 2016-06-01 | 10 | 7.1 | 21.4 | Ukendt | Ukendt | 787 | Thisted | Land |  |  |  |  | Stamdata |  | Ukendt Ukendt | 0
570715000001520036 | 2016-06-08 | 10 | 14 | 18 | Solid Wind Power A/S | SWP10-14TG20 | 787 | Thisted | Land |  |  |  |  | Stamdata |  | Solid Wind Power A/S SWP10-14TG20 | Bonus.B23.150
570715000001520043 | 2016-05-31 | 10 | 13 | 18.2 | Gaia-Wind Ltd | Gaia Wind 133-10 kW | 787 | Thisted | Land |  |  |  |  | Stamdata |  | Gaia-Wind Ltd Gaia Wind 133-10 kW | 0
570715000001520050 | 2016-06-02 | 10 | 14 | 18 | Solid Wind Power A/S | SWP10-14TG20 | 787 | Thisted | Land |  |  |  |  | Stamdata |  | Solid Wind Power A/S SWP10-14TG20 | Bonus.B23.150
570715000001521521 | 2016-06-17 | 10 | 14 | 18 | Solid Wind Power A/S | SWP10-14TG20 | 787 | Thisted | Land |  |  |  |  | Stamdata |  | Solid Wind Power A/S SWP10-14TG20 | Bonus.B23.150
570715000001521538 | 2016-06-06 | 10 | 14 | 18 | Solid Wind Power A/S | SWP10-14TG20 | 787 | Thisted | Land |  |  |  |  | Stamdata |  | Solid Wind Power A/S SWP10-14TG20 | Bonus.B23.150
570715000001521545 | 2016-06-14 | 10 | 13 | 18 | Gaia-Wind Ltd | Gaia Wind 133-10 kW | 787 | Thisted | Land |  |  |  |  | Stamdata |  | Gaia-Wind Ltd Gaia Wind 133-10 kW | 0
570715000001521552 | 2016-06-17 | 10 | 7.1 | 21.4 | Ukendt | Ukendt | 787 | Thisted | Land |  |  |  |  | Stamdata |  | Ukendt Ukendt | 0
570715000001521569 | 2016-07-22 | 10 | 7.1 | 21.4 | Ukendt | Ukendt | 787 | Thisted | Land |  |  |  |  | Stamdata |  | Ukendt Ukendt | 0
570715000001521583 | 2016-06-17 | 10 | 7.1 | 21.4 | Ukendt | Ukendt | 787 | Thisted | Land |  |  |  |  | Stamdata |  | Ukendt Ukendt | 0
570715000001521590 | 2016-06-22 | 10 | 14 | 18 | Solid Wind Power A/S | SWP10-14TG20 | 787 | Thisted | Land |  |  |  |  | Stamdata |  | Solid Wind Power A/S SWP10-14TG20 | Bonus.B23.150
570715000001521606 | 2016-07-06 | 10 | 14 | 18 | Solid Wind Power A/S | SWP10-14TG20 | 787 | Thisted | Land |  |  |  |  | Stamdata |  | Solid Wind Power A/S SWP10-14TG20 | Bonus.B23.150
570715000001521613 | 2016-06-17 | 10 | 14 | 18 | Solid Wind Power A/S | SWP10-14TG20 | 787 | Thisted | Land |  |  |  |  | Stamdata |  | Solid Wind Power A/S SWP10-14TG20 | Bonus.B23.150
570715000001521620 | 2016-06-17 | 10 | 14 | 18 | Solid Wind Power A/S | SWP10-14TG20 | 787 | Thisted | Land |  |  |  |  | Stamdata |  | Solid Wind Power A/S SWP10-14TG20 | Bonus.B23.150
570715000001521637 | 2016-09-08 | 10 | 14 | 18 | Solid Wind Power A/S | SWP10-14TG20 | 787 | Thisted | Land |  |  |  |  | Stamdata |  | Solid Wind Power A/S SWP10-14TG20 | Bonus.B23.150
570715000001521644 | 2016-09-27 | 10 | 14 | 18 | Solid Wind Power A/S | SWP10-14TG20 | 787 | Thisted | Land |  |  |  |  | Stamdata |  | Solid Wind Power A/S SWP10-14TG20 | Bonus.B23.150
570715000001521651 | 2016-09-08 | 10 | 14 | 18 | Solid Wind Power A/S | SWP10-14TG20 | 787 | Thisted | Land |  |  |  |  | Stamdata |  | Solid Wind Power A/S SWP10-14TG20 | Bonus.B23.150
570715000001522276 | 2016-06-09 | 10 | 14 | 18 | Solid Wind Power A/S | SWP10-14TG20 | 787 | Thisted | Land |  |  |  |  | Stamdata |  | Solid Wind Power A/S SWP10-14TG20 | Bonus.B23.150
570715000001522290 | 2016-06-22 | 10 | 14 | 18 | Solid Wind Power A/S | SWP10-14TG20 | 787 | Thisted | Land |  |  |  |  | Stamdata |  | Solid Wind Power A/S SWP10-14TG20 | Bonus.B23.150
570715000001522306 | 2016-09-06 | 10 | 14 | 18 | Solid Wind Power A/S | SWP10-14TG20 | 787 | Thisted | Land |  |  |  |  | Stamdata |  | Solid Wind Power A/S SWP10-14TG20 | Bonus.B23.150
570715000001522313 | 2016-06-22 | 10 | 14 | 18 | Solid Wind Power A/S | SWP10-14TG20 | 787 | Thisted | Land |  |  |  |  | Stamdata |  | Solid Wind Power A/S SWP10-14TG20 | Bonus.B23.150
570715000001522320 | 2016-06-22 | 10 | 14 | 18 | Solid Wind Power A/S | SWP10-14TG20 | 787 | Thisted | Land |  |  |  |  | Stamdata |  | Solid Wind Power A/S SWP10-14TG20 | Bonus.B23.150
570715000001522436 | 2016-06-23 | 10 | 14 | 18 | Solid Wind Power A/S | SWP10-14TG20 | 787 | Thisted | Land |  |  |  |  | Stamdata |  | Solid Wind Power A/S SWP10-14TG20 | Bonus.B23.150
570715000001523402 | 2016-06-28 | 10 | 13 | 18.2 | Gaia-Wind Ltd | Gaia Wind 133-10 kW | 787 | Thisted | Land |  |  |  |  | Stamdata |  | Gaia-Wind Ltd Gaia Wind 133-10 kW | 0
570715000001523594 | 2016-07-07 | 10 | 14 | 18 | Solid Wind Power A/S | SWP10-14TG20 | 787 | Thisted | Land |  |  |  |  | Stamdata |  | Solid Wind Power A/S SWP10-14TG20 | Bonus.B23.150
570715000001523600 | 2016-07-04 | 10 | 14 | 18 | Solid Wind Power A/S | SWP10-14TG20 | 787 | Thisted | Land |  |  |  |  | Stamdata |  | Solid Wind Power A/S SWP10-14TG20 | Bonus.B23.150
570715000001523617 | 2016-07-04 | 10 | 14 | 18 | Solid Wind Power A/S | SWP10-14TG20 | 787 | Thisted | Land |  |  |  |  | Stamdata |  | Solid Wind Power A/S SWP10-14TG20 | Bonus.B23.150
570715000001524744 | 2016-06-10 | 10 | 7.1 | 21.4 | Ukendt | Ukendt | 787 | Thisted | Land |  |  |  |  | Stamdata |  | Ukendt Ukendt | 0
570715000001528773 | 2016-08-03 | 10 | 14 | 18 | Solid Wind Power A/S | SWP10-14TG20 | 787 | Thisted | Land |  |  |  |  | Stamdata |  | Solid Wind Power A/S SWP10-14TG20 | Bonus.B23.150
570715000001528780 | 2016-09-01 | 10 | 14 | 18 | Solid Wind Power A/S | SWP10-14TG20 | 787 | Thisted | Land |  |  |  |  | Stamdata |  | Solid Wind Power A/S SWP10-14TG20 | Bonus.B23.150
570715000001528797 | 2016-08-31 | 10 | 14 | 18 | Solid Wind Power A/S | SWP10-14TG20 | 787 | Thisted | Land |  |  |  |  | Stamdata |  | Solid Wind Power A/S SWP10-14TG20 | Bonus.B23.150
570715000001528803 | 2016-09-01 | 10 | 14 | 18 | Solid Wind Power A/S | SWP10-14TG20 | 787 | Thisted | Land |  |  |  |  | Stamdata |  | Solid Wind Power A/S SWP10-14TG20 | Bonus.B23.150
570715000001528834 | 2016-09-07 | 10 | 14 | 18 | Solid Wind Power A/S | SWP10-14TG20 | 787 | Thisted | Land |  |  |  |  | Stamdata |  | Solid Wind Power A/S SWP10-14TG20 | Bonus.B23.150
570715000001528858 | 2016-07-11 | 10 | 14 | 18 | Solid Wind Power A/S | SWP10-14TG20 | 787 | Thisted | Land |  |  |  |  | Stamdata |  | Solid Wind Power A/S SWP10-14TG20 | Bonus.B23.150
570715000001528865 | 2016-07-11 | 10 | 14 | 18 | Solid Wind Power A/S | SWP10-14TG20 | 787 | Thisted | Land |  |  |  |  | Stamdata |  | Solid Wind Power A/S SWP10-14TG20 | Bonus.B23.150
570715000001528889 | 2016-08-16 | 10 | 14 | 18 | Solid Wind Power A/S | SWP10-14TG20 | 787 | Thisted | Land |  |  |  |  | Stamdata |  | Solid Wind Power A/S SWP10-14TG20 | Bonus.B23.150
570715000001528896 | 2016-08-03 | 10 | 14 | 18 | Solid Wind Power A/S | SWP10-14TG20 | 787 | Thisted | Land |  |  |  |  | Stamdata |  | Solid Wind Power A/S SWP10-14TG20 | Bonus.B23.150
570715000001528919 | 2016-08-31 | 10 | 14 | 18 | Solid Wind Power A/S | SWP10-14TG20 | 787 | Thisted | Land |  |  |  |  | Stamdata |  | Solid Wind Power A/S SWP10-14TG20 | Bonus.B23.150
570715000001528926 | 2016-08-31 | 10 | 14 | 18 | Solid Wind Power A/S | SWP10-14TG20 | 787 | Thisted | Land |  |  |  |  | Stamdata |  | Solid Wind Power A/S SWP10-14TG20 | Bonus.B23.150
570715000001528933 | 2016-08-25 | 10 | 14 | 18 | Solid Wind Power A/S | SWP10-14TG20 | 787 | Thisted | Land |  |  |  |  | Stamdata |  | Solid Wind Power A/S SWP10-14TG20 | Bonus.B23.150
570715000001528940 | 2016-07-11 | 10 | 14 | 18 | Solid Wind Power A/S | SWP10-14TG20 | 787 | Thisted | Land |  |  |  |  | Stamdata |  | Solid Wind Power A/S SWP10-14TG20 | Bonus.B23.150
570715000001528957 | 2016-12-13 | 10 | 14 | 18 | Solid Wind Power A/S | SWP10-14TG20 | 787 | Thisted | Land |  |  |  |  | Stamdata |  | Solid Wind Power A/S SWP10-14TG20 | Bonus.B23.150
570715000001528971 | 2016-10-03 | 10 | 14 | 18 | Solid Wind Power A/S | SWP10-14TG20 | 787 | Thisted | Land |  |  |  |  | Stamdata |  | Solid Wind Power A/S SWP10-14TG20 | Bonus.B23.150
570715000001531698 | 2016-08-02 | 10 | 14 | 18 | Solid Wind Power A/S | SWP10-14TG20 | 787 | Thisted | Land |  |  |  |  | Stamdata |  | Solid Wind Power A/S SWP10-14TG20 | Bonus.B23.150
570715000001531872 | 2016-08-04 | 10 | 14 | 18 | Solid Wind Power A/S | SWP10-14TG20 | 787 | Thisted | Land |  |  |  |  | Stamdata |  | Solid Wind Power A/S SWP10-14TG20 | Bonus.B23.150
570715000001531896 | 2016-08-19 | 10 | 14 | 18 | Solid Wind Power A/S | SWP10-14TG20 | 787 | Thisted | Land |  |  |  |  | Stamdata |  | Solid Wind Power A/S SWP10-14TG20 | Bonus.B23.150
570715000001531902 | 2016-08-08 | 10 | 17 | 18 | Solid Wind Power A/S | SWP10-14TG20 | 787 | Thisted | Land |  |  |  |  | Stamdata |  | Solid Wind Power A/S SWP10-14TG20 | Bonus.B23.150
570715000001532312 | 2016-08-15 | 10 | 14 | 18 | Solid Wind Power A/S | SWP10-14TG20 | 787 | Thisted | Land |  |  |  |  | Stamdata |  | Solid Wind Power A/S SWP10-14TG20 | Bonus.B23.150
570715000001532329 | 2016-08-16 | 10 | 14 | 18 | Solid Wind Power A/S | SWP10-14TG20 | 787 | Thisted | Land |  |  |  |  | Stamdata |  | Solid Wind Power A/S SWP10-14TG20 | Bonus.B23.150
570715000001532336 | 2016-08-25 | 10 | 14 | 18 | Solid Wind Power A/S | SWP10-14TG20 | 787 | Thisted | Land |  |  |  |  | Stamdata |  | Solid Wind Power A/S SWP10-14TG20 | Bonus.B23.150
570715000001533371 | 2016-09-07 | 10 | 14 | 18 | Solid Wind Power A/S | SWP10-14TG20 | 787 | Thisted | Land |  |  |  |  | Stamdata |  | Solid Wind Power A/S SWP10-14TG20 | Bonus.B23.150
570715000001533401 | 2016-09-02 | 10 | 7.1 | 21.4 | Ukendt | Ukendt | 787 | Thisted | Land |  |  |  |  | Stamdata |  | Ukendt Ukendt | 0
570715000001533418 | 2016-09-07 | 10 | 14 | 18 | Solid Wind Power A/S | SWP10-14TG20 | 787 | Thisted | Land |  |  |  |  | Stamdata |  | Solid Wind Power A/S SWP10-14TG20 | Bonus.B23.150
570715000001533425 | 2016-09-07 | 10 | 14 | 18 | Solid Wind Power A/S | SWP10-14TG20 | 787 | Thisted | Land |  |  | 466436.65 | 6289431.71 | SDFE2018 |  | Solid Wind Power A/S SWP10-14TG20 | Bonus.B23.150
570715000001533432 | 2016-09-07 | 10 | 14 | 18 | Solid Wind Power A/S | SWP10-14TG20 | 787 | Thisted | Land |  |  |  |  | Stamdata |  | Solid Wind Power A/S SWP10-14TG20 | Bonus.B23.150
570715000001533449 | 2016-10-31 | 10 | 14 | 18 | Solid Wind Power A/S | SWP10-14TG20 | 787 | Thisted | Land |  |  |  |  | Stamdata |  | Solid Wind Power A/S SWP10-14TG20 | Bonus.B23.150
570715000001533463 | 2016-09-06 | 10 | 14 | 18 | Solid Wind Power A/S | SWP10-14TG20 | 787 | Thisted | Land |  |  |  |  | Stamdata |  | Solid Wind Power A/S SWP10-14TG20 | Bonus.B23.150
570715000001545190 | 2016-10-05 | 10 | 4.1 | 21.4 | Ukendt | Ukendt | 787 | Thisted | Land |  |  |  |  | Stamdata |  | Ukendt Ukendt | 0
570715000001545206 | 2016-09-19 | 10 | 14 | 18 | Solid Wind Power A/S | SWP10-14TG20 | 787 | Thisted | Land |  |  |  |  | Stamdata |  | Solid Wind Power A/S SWP10-14TG20 | Bonus.B23.150
570715000001545213 | 2016-09-12 | 10 | 14 | 18 | Solid Wind Power A/S | SWP10-14TG20 | 787 | Thisted | Land |  |  |  |  | Stamdata |  | Solid Wind Power A/S SWP10-14TG20 | Bonus.B23.150
570715000001545220 | 2016-08-19 | 10 | 13 | 18.3 | Gaia-Wind Ltd | Gaia Wind 133-10 kW | 787 | Thisted | Land |  |  |  |  | Stamdata |  | Gaia-Wind Ltd Gaia Wind 133-10 kW | 0
570715000001546913 | 2016-10-21 | 10 | 7.1 | 21.4 | Ukendt | Ukendt | 787 | Thisted | Land |  |  |  |  | Stamdata |  | Ukendt Ukendt | 0
570715000001546920 | 2016-10-11 | 10 | 14 | 18 | Solid Wind Power A/S | SWP10-14TG20 | 787 | Thisted | Land |  |  |  |  | Stamdata |  | Solid Wind Power A/S SWP10-14TG20 | Bonus.B23.150
570715000001546944 | 2016-10-13 | 10 | 14 | 18 | Solid Wind Power A/S | SWP10-14TG20 | 787 | Thisted | Land |  |  |  |  | Stamdata |  | Solid Wind Power A/S SWP10-14TG20 | Bonus.B23.150
570715000001546951 | 2016-09-28 | 10 | 14 | 18 | Solid Wind Power A/S | SWP10-14TG20 | 787 | Thisted | Land |  |  |  |  | Stamdata |  | Solid Wind Power A/S SWP10-14TG20 | Bonus.B23.150
570715000001546968 | 2016-09-27 | 10 | 14 | 18 | Solid Wind Power A/S | SWP10-14TG20 | 787 | Thisted | Land |  |  |  |  | Stamdata |  | Solid Wind Power A/S SWP10-14TG20 | Bonus.B23.150
570715000001547347 | 2016-10-11 | 10 | 14 | 18 | Solid Wind Power A/S | SWP10-14TG20 | 787 | Thisted | Land |  |  |  |  | Stamdata |  | Solid Wind Power A/S SWP10-14TG20 | Bonus.B23.150
570715000001547354 | 2016-10-12 | 10 | 14 | 18 | Solid Wind Power A/S | SWP10-14TG20 | 787 | Thisted | Land |  |  |  |  | Stamdata |  | Solid Wind Power A/S SWP10-14TG20 | Bonus.B23.150
570715000001547972 | 2016-10-17 | 10 | 14 | 18 | Solid Wind Power A/S | SWP10-14TG20 | 787 | Thisted | Land |  |  |  |  | Stamdata |  | Solid Wind Power A/S SWP10-14TG20 | Bonus.B23.150
570715000001547989 | 2016-10-18 | 10 | 14 | 18 | Solid Wind Power A/S | SWP10-14TG20 | 787 | Thisted | Land |  |  |  |  | Stamdata |  | Solid Wind Power A/S SWP10-14TG20 | Bonus.B23.150
570715000001548221 | 2016-10-19 | 10 | 14 | 18 | Solid Wind Power A/S | SWP10-14TG20 | 787 | Thisted | Land |  |  |  |  | Stamdata |  | Solid Wind Power A/S SWP10-14TG20 | Bonus.B23.150
570715000001550019 | 2016-11-23 | 10 | 14 | 18 | Solid Wind Power A/S | SWP10-14TG20 | 787 | Thisted | Land |  |  |  |  | Stamdata |  | Solid Wind Power A/S SWP10-14TG20 | Bonus.B23.150
570715000001551290 | 2016-11-23 | 10 | 14 | 18 | Solid Wind Power A/S | SWP10-14TG20 | 787 | Thisted | Land |  |  |  |  | Stamdata |  | Solid Wind Power A/S SWP10-14TG20 | Bonus.B23.150
570715000001551313 | 2016-11-24 | 10 | 14 | 18 | Solid Wind Power A/S | SWP10-14TG20 | 787 | Thisted | Land |  |  |  |  | Stamdata |  | Solid Wind Power A/S SWP10-14TG20 | Bonus.B23.150
570715000001551320 | 2016-11-24 | 10 | 14 | 18 | Solid Wind Power A/S | SWP10-14TG20 | 787 | Thisted | Land |  |  |  |  | Stamdata |  | Solid Wind Power A/S SWP10-14TG20 | Bonus.B23.150
570715000001552136 | 2016-11-16 | 10 | 14 | 18 | Solid Wind Power A/S | SWP10-14TG20 | 787 | Thisted | Land |  |  |  |  | Stamdata |  | Solid Wind Power A/S SWP10-14TG20 | Bonus.B23.150
570715000001552150 | 2016-12-07 | 10 | 14 | 18 | Solid Wind Power A/S | SWP10-14TG20 | 787 | Thisted | Land |  |  |  |  | Stamdata |  | Solid Wind Power A/S SWP10-14TG20 | Bonus.B23.150
570715000001553423 | 2016-12-22 | 10 | 14 | 18 | Solid Wind Power A/S | SWP10-14TG20 | 787 | Thisted | Land |  |  |  |  | Stamdata |  | Solid Wind Power A/S SWP10-14TG20 | Bonus.B23.150
570715000001553430 | 2017-10-31 | 10 | 13 | 18.5 | Gaia-Wind Ltd | Gaia Wind 133-10 kW | 787 | Thisted | Land |  |  |  |  | Stamdata |  | Gaia-Wind Ltd Gaia Wind 133-10 kW | 0
570715000001553591 | 2016-12-12 | 10 | 14 | 18 | Solid Wind Power A/S | SWP10-14TG20 | 787 | Thisted | Land |  |  |  |  | Stamdata |  | Solid Wind Power A/S SWP10-14TG20 | Bonus.B23.150
570715000001553607 | 2017-01-18 | 10 | 14 | 18 | Solid Wind Power A/S | SWP10-14TG20 | 787 | Thisted | Land |  |  |  |  | Stamdata |  | Solid Wind Power A/S SWP10-14TG20 | Bonus.B23.150
570715000001553614 | 2016-12-13 | 10 | 14 | 18 | Solid Wind Power A/S | SWP10-14TG20 | 787 | Thisted | Land |  |  |  |  | Stamdata |  | Solid Wind Power A/S SWP10-14TG20 | Bonus.B23.150
570715000001554499 | 2016-12-22 | 10 | 14 | 18 | Solid Wind Power A/S | SWP10-14TG20 | 787 | Thisted | Land |  |  |  |  | Stamdata |  | Solid Wind Power A/S SWP10-14TG20 | Bonus.B23.150
570715000001557896 | 2017-01-27 | 10 | 7.1 | 21.4 | Ukendt | Ukendt | 787 | Thisted | Land |  |  |  |  | Stamdata |  | Ukendt Ukendt | 0
570715000001561381 | 2017-03-22 | 10 | 13 | 18.2 | Gaia-Wind Ltd | Gaia Wind 133-10 kW | 787 | Thisted | Land |  |  |  |  | Stamdata |  | Gaia-Wind Ltd Gaia Wind 133-10 kW | 0
570715000001563293 | 2017-03-17 | 10 | 7.1 | 21.4 | Ukendt | Ukendt | 787 | Thisted | Land |  |  |  |  | Stamdata |  | Ukendt Ukendt | 0
570715000001563828 | 2017-04-06 | 10 | 7.1 | 21.4 | Ukendt | Ukendt | 787 | Thisted | Land |  |  |  |  | Stamdata |  | Ukendt Ukendt | 0
570715000001569837 | 2017-06-07 | 10 | 14 | 18 | Solid Wind Power A/S | SWP10-14TG20 | 787 | Thisted | Land |  |  |  |  | Stamdata |  | Solid Wind Power A/S SWP10-14TG20 | Bonus.B23.150
570715000001571267 | 2017-06-09 | 10 | 14 | 18 | Solid Wind Power A/S | SWP10-14TG20 | 787 | Thisted | Land |  |  |  |  | Stamdata |  | Solid Wind Power A/S SWP10-14TG20 | Bonus.B23.150
570715000001573650 | 2017-07-05 | 10 | 7.1 | 21.4 | Ukendt | Ukendt | 787 | Thisted | Land |  |  |  |  | Stamdata |  | Ukendt Ukendt | 0
570715000001575920 | 2017-08-22 | 10 | 14 | 18 | Solid Wind Power A/S | SWP10-14TG20 | 787 | Thisted | Land |  |  |  |  | Stamdata |  | Solid Wind Power A/S SWP10-14TG20 | Bonus.B23.150
570715000001576217 | 2017-08-22 | 10 | 14 | 18 | Solid Wind Power A/S | SWP10-14TG20 | 787 | Thisted | Land |  |  |  |  | Stamdata |  | Solid Wind Power A/S SWP10-14TG20 | Bonus.B23.150
570715000001577689 | 2017-09-05 | 10 | 14 | 18 | Solid Wind Power A/S | SWP10-14TG20 | 787 | Thisted | Land |  |  |  |  | Stamdata |  | Solid Wind Power A/S SWP10-14TG20 | Bonus.B23.150
570715000001577696 | 2017-09-05 | 10 | 14 | 18 | Solid Wind Power A/S | SWP10-14TG20 | 787 | Thisted | Land |  |  |  |  | Stamdata |  | Solid Wind Power A/S SWP10-14TG20 | Bonus.B23.150
570715000001577856 | 2017-09-17 | 10 | 14 | 18 | Solid Wind Power A/S | SWP10-14TG20 | 787 | Thisted | Land |  |  |  |  | Stamdata |  | Solid Wind Power A/S SWP10-14TG20 | Bonus.B23.150
570715000001578266 | 2017-08-23 | 10 | 14 | 18 | Solid Wind Power A/S | SWP10-14TG20 | 787 | Thisted | Land |  |  |  |  | Stamdata |  | Solid Wind Power A/S SWP10-14TG20 | Bonus.B23.150
570715000001578822 | 2017-09-07 | 10 | 14 | 18 | Solid Wind Power A/S | SWP10-14TG20 | 787 | Thisted | Land |  |  |  |  | Stamdata |  | Solid Wind Power A/S SWP10-14TG20 | Bonus.B23.150
570715000001579201 | 2017-09-14 | 10 | 14 | 18 | Solid Wind Power A/S | SWP10-14TG20 | 787 | Thisted | Land |  |  |  |  | Stamdata |  | Solid Wind Power A/S SWP10-14TG20 | Bonus.B23.150
570715000001580306 | 2017-10-03 | 10 | 14 | 18 | Solid Wind Power A/S | SWP10-14TG20 | 787 | Thisted | Land |  |  |  |  | Stamdata |  | Solid Wind Power A/S SWP10-14TG20 | Bonus.B23.150
570715000001582768 | 2017-10-12 | 10 | 14 | 18 | Solid Wind Power A/S | SWP10-14TG20 | 787 | Thisted | Land |  |  |  |  | Stamdata |  | Solid Wind Power A/S SWP10-14TG20 | Bonus.B23.150
570715000001584717 | 2017-10-26 | 10 | 14 | 18 | Solid Wind Power A/S | SWP10-14TG20 | 787 | Thisted | Land |  |  |  |  | Stamdata |  | Solid Wind Power A/S SWP10-14TG20 | Bonus.B23.150
570715000001584724 | 2017-10-27 | 10 | 13 | 18 | Gaia-Wind Ltd | Gaia Wind 133-10 kW | 787 | Thisted | Land |  |  |  |  | Stamdata |  | Gaia-Wind Ltd Gaia Wind 133-10 kW | 0
570715000001596710 | 2018-03-06 | 10 | 14 | 18 | Solid Wind Power A/S | SWP10-14TG20 | 787 | Thisted | Land |  |  |  |  | Stamdata |  | Solid Wind Power A/S SWP10-14TG20 | Bonus.B23.150
570715000001600073 | 2018-03-20 | 10 | 7.1 | 21 | KVA Vind | KVA Vind 10 | 787 | Thisted | Land |  |  |  |  | Stamdata |  | KVA Vind KVA Vind 10 | 0
570715000001611239 | 2018-07-19 | 10 | 14 | 18 | Solid Wind Power A/S | SWP10-14TG20 | 787 | Thisted | Land |  |  |  |  | Stamdata |  | Solid Wind Power A/S SWP10-14TG20 | Bonus.B23.150
570715000001612441 | 2018-07-19 | 10 | 7.1 | 21.4 | Ukendt | Ukendt | 787 | Thisted | Land |  |  |  |  | Stamdata |  | Ukendt Ukendt | 0
570715000001637963 | 2019-02-19 | 10 | 13 | 18.2 | Gaia-Wind Ltd | Gaia Wind 133-10 kW | 787 | Thisted | Land |  |  |  |  | Stamdata |  | Gaia-Wind Ltd Gaia Wind 133-10 kW | 0
570715000001650412 | 2019-06-20 | 10 | 13 | 18.2 | Gaia-Wind Ltd | Gaia Wind 133-10 kW | 787 | Thisted | Land |  |  |  |  | Stamdata |  | Gaia-Wind Ltd Gaia Wind 133-10 kW | 0
571313113161194948 | 2015-07-28 | 10 | 7.1 | 21 | Ukendt | Ukendt | 791 | Viborg | Land |  |  | 512286.84 | 6256004.85 | SDFE2018 |  | Ukendt Ukendt | 0
571313113161605765 | 2014-12-01 | 10 | 13 | 19 | Ukendt | Ukendt | 791 | Viborg | Land |  |  | 515059.03 | 6246604.47 | SDFE2018 |  | Ukendt Ukendt | 0
571313113161868863 | 2015-06-12 | 10 | 13 | 18.2 | Gaia-Wind Ltd | Gaia Wind 133-10 kW | 791 | Viborg | Land |  |  | 528143.78 | 6263815.87 | SDFE2018 |  | Gaia-Wind Ltd Gaia Wind 133-10 kW | 0
571313113162023025 | 2015-09-18 | 10 | 13 | 18 | Gaia-Wind Ltd | Gaia Wind 133-10 kW | 791 | Viborg | Land |  |  | 533461.14 | 6248820.14 | SDFE2018 |  | Gaia-Wind Ltd Gaia Wind 133-10 kW | 0
571313113162032997 | 2015-10-22 | 10 | 13 | 18.2 | Gaia-Wind Ltd | Gaia Wind 133-10 kW | 791 | Viborg | Land |  |  | 530095.87 | 6239943.61 | SDFE2018 |  | Gaia-Wind Ltd Gaia Wind 133-10 kW | 0
571313113162065933 | 2016-05-20 | 10 | 7.1 | 18 | Ukendt | Ukendt | 791 | Viborg | Land |  |  | 529115.66 | 6273262.48 | SDFE2018 |  | Ukendt Ukendt | 0
571313113162068255 | 2016-05-11 | 10 | 7.1 | 18 | Ukendt | Ukendt | 791 | Viborg | Land |  |  |  |  | Stamdata |  | Ukendt Ukendt | 0
571313113162071835 | 2016-06-14 | 10 | 7.1 | 18 | Ukendt | Ukendt | 791 | Viborg | Land |  |  |  |  | Stamdata |  | Ukendt Ukendt | 0
571313113162081414 | 2016-11-21 | 10 | 13 | 18 | Gaia-Wind Ltd | Gaia Wind 133-10 kW | 791 | Viborg | Land |  |  |  |  | Stamdata |  | Gaia-Wind Ltd Gaia Wind 133-10 kW | 0
571313113162094827 | 2017-03-02 | 10 | 7 | 18 | Ukendt | Ukendt | 791 | Viborg | Land |  |  |  |  | Stamdata |  | Ukendt Ukendt | 0
571313114900964884 | 2015-11-16 | 10 | 14 | 18 | Solid Wind Power A/S | SWP25-14TG20 | 791 | Viborg | Land |  |  | 548149.91 | 6261624.51 | SDFE2018 |  | Solid Wind Power A/S SWP25-14TG20 | Bonus.B23.150
571313115410100922 | 2015-10-02 | 10 | 7.1 | 18 | Zenia Energy | ZA10 | 791 | Viborg | Land |  |  |  |  | Stamdata |  | Zenia Energy ZA10 | 0
571313115410108522 | 2016-08-24 | 10 | 13 | 18.2 | Gaia-Wind Ltd | Gaia Wind 133-10 kW | 791 | Viborg | Land |  |  |  |  | Stamdata |  | Gaia-Wind Ltd Gaia Wind 133-10 kW | 0
570715000001400222 | 2014-05-20 | 10 | 7.1 | 21 | Ukendt | Ukendt | 810 | Brønderslev | Land |  |  | 556787.12 | 6352715.62 | SDFE2018 |  | Ukendt Ukendt | 0
570715000001423634 | 2014-12-08 | 10 | 7.1 | 21 | Ukendt | Ukendt | 810 | Brønderslev | Land |  |  | 560600 | 6347316 | SDFE2018 |  | Ukendt Ukendt | 0
570715000001431660 | 2015-01-21 | 10 | 7.1 | 21 | Ukendt | Ukendt | 810 | Brønderslev | Land |  |  | 572254.27 | 6342668.71 | SDFE2018 |  | Ukendt Ukendt | 0
570715000001436856 | 2015-04-16 | 10 | 7.1 | 21 | Ukendt | Ukendt | 810 | Brønderslev | Land |  |  | 572714.5 | 6342362.3 | SDFE2018 |  | Ukendt Ukendt | 0
570715000001436900 | 2015-03-15 | 10 | 7.1 | 21 | Ukendt | Ukendt | 810 | Brønderslev | Land |  |  |  |  | Stamdata |  | Ukendt Ukendt | 0
570715000001438386 | 2015-06-25 | 10 | 7.1 | 21.4 | Ukendt | Ukendt | 810 | Brønderslev | Land |  |  | 555979.74 | 6350806.31 | SDFE2018 |  | Ukendt Ukendt | 0
570715000001443038 | 2015-05-07 | 10 | 7.1 | 21 | Ukendt | Ukendt | 810 | Brønderslev | Land |  |  | 557588.59 | 6351888.15 | SDFE2018 |  | Ukendt Ukendt | 0
570715000001443083 | 2015-05-07 | 10 | 7.1 | 21 | Ukendt | Ukendt | 810 | Brønderslev | Land |  |  | 557172.24 | 6351327.35 | SDFE2018 |  | Ukendt Ukendt | 0
570715000001443854 | 2015-03-30 | 10 | 7 | 21 | Ukendt | Ukendt | 810 | Brønderslev | Land |  |  | 563012.78 | 6343216.67 | SDFE2018 |  | Ukendt Ukendt | 0
570715000001465818 | 2015-08-10 | 10 | 13 | 18 | Gaia-Wind Ltd | Gaia Wind 133-10 kW | 810 | Brønderslev | Land |  |  |  |  | Stamdata |  | Gaia-Wind Ltd Gaia Wind 133-10 kW | 0
570715000001471871 | 2015-12-14 | 10 | 14 | 18 | Solid Wind Power A/S | SWP25-14TG20 | 810 | Brønderslev | Land |  |  | 566281.87 | 6348176.86 | SDFE2018 |  | Solid Wind Power A/S SWP25-14TG20 | Bonus.B23.150
570715000001471918 | 2015-08-18 | 10 | 7 | 21 | Ukendt | Ukendt | 810 | Brønderslev | Land |  |  | 561924.56 | 6348715.14 | SDFE2018 |  | Ukendt Ukendt | 0
570715000001471932 | 2015-11-25 | 10 | 7 | 21 | Ukendt | Ukendt | 810 | Brønderslev | Land |  |  | 558327.95 | 6353608.61 | SDFE2018 |  | Ukendt Ukendt | 0
570715000001472014 | 2016-02-23 | 10 | 7 | 21 | Ukendt | Ukendt | 810 | Brønderslev | Land |  |  | 553141.43 | 6347678.89 | SDFE2018 |  | Ukendt Ukendt | 0
570715000001472021 | 2016-02-24 | 10 | 7 | 21 | Ukendt | Ukendt | 810 | Brønderslev | Land |  |  | 553086.11 | 6347626.31 | SDFE2018 |  | Ukendt Ukendt | 0
570715000001472038 | 2015-08-20 | 10 | 16 | 17 | Solid Wind Power A/S | SWP-10-16 TG20 | 810 | Brønderslev | Land |  |  | 581937.76 | 6330798.51 | SDFE2018 |  | Solid Wind Power A/S SWP-10-16 TG20 | 0
570715000001474551 | 2015-09-01 | 10 | 14 | 18 | Solid Wind Power A/S | SWP10-14TG20 | 810 | Brønderslev | Land |  |  | 571539.06 | 6339260.35 | SDFE2018 |  | Solid Wind Power A/S SWP10-14TG20 | Bonus.B23.150
570715000001475626 | 2015-09-08 | 10 | 7.1 | 21.4 | Ukendt | Ukendt | 810 | Brønderslev | Land |  |  | 566002.53 | 6353416.73 | SDFE2018 |  | Ukendt Ukendt | 0
570715000001481122 | 2015-09-16 | 10 | 13 | 18 | Gaia-Wind Ltd | Gaia Wind 133-10 kW | 810 | Brønderslev | Land |  |  |  |  | Stamdata |  | Gaia-Wind Ltd Gaia Wind 133-10 kW | 0
570715000001483249 | 2015-10-27 | 10 | 7 | 21 | Ukendt | Ukendt | 810 | Brønderslev | Land |  |  | 577512.45 | 6336946.75 | SDFE2018 |  | Ukendt Ukendt | 0
570715000001485366 | 2015-12-30 | 10 | 13 | 18.2 | Gaia-Wind Ltd | Gaia Wind 133-10 kW | 810 | Brønderslev | Land |  |  | 556005 | 6345666 | SDFE2018 |  | Gaia-Wind Ltd Gaia Wind 133-10 kW | 0
570715000001485397 | 2015-11-26 | 10 | 7.1 | 21.5 | Ukendt | Ukendt | 810 | Brønderslev | Land |  |  | 561944 | 6352426 | SDFE2018 |  | Ukendt Ukendt | 0
570715000001485403 | 2015-11-26 | 10 | 7.1 | 21 | Ukendt | Ukendt | 810 | Brønderslev | Land |  |  | 556188.84 | 6346453.61 | SDFE2018 |  | Ukendt Ukendt | 0
570715000001485700 | 2015-12-15 | 10 | 7.1 | 21 | Ukendt | Ukendt | 810 | Brønderslev | Land |  |  | 556756.92 | 6351684.63 | SDFE2018 |  | Ukendt Ukendt | 0
570715000001488664 | 2015-11-23 | 10 | 7.1 | 21.4 | Ukendt | Ukendt | 810 | Brønderslev | Land |  |  | 553485.32 | 6355692.34 | SDFE2018 |  | Ukendt Ukendt | 0
570715000001496300 | 2015-12-16 | 10 | 7.1 | 21 | Ukendt | Ukendt | 810 | Brønderslev | Land |  |  | 567368 | 6348575 | SDFE2018 |  | Ukendt Ukendt | 0
570715000001498519 | 2015-12-16 | 10 | 7 | 21 | Ukendt | Ukendt | 810 | Brønderslev | Land |  |  | 576300 | 6345723 | SDFE2018 |  | Ukendt Ukendt | 0
570715000001498939 | 2015-12-22 | 10 | 13 | 18.2 | Gaia-Wind Ltd | Gaia Wind 133-10 kW | 810 | Brønderslev | Land |  |  | 550094.11 | 6354057.29 | SDFE2018 |  | Gaia-Wind Ltd Gaia Wind 133-10 kW | 0
570715000001502490 | 2016-01-26 | 10 | 7 | 21.4 | Ukendt | Ukendt | 810 | Brønderslev | Land |  |  | 550689.3 | 6348648.5 | SDFE2018 |  | Ukendt Ukendt | 0
570715000001508119 | 2016-02-24 | 10 | 13 | 18 | Gaia-Wind Ltd | Gaia Wind 133-10 kW | 810 | Brønderslev | Land |  |  | 577950.96 | 6333274.42 | SDFE2018 |  | Gaia-Wind Ltd Gaia Wind 133-10 kW | 0
570715000001511713 | 2016-03-14 | 10 | 13 | 18 | Gaia-Wind Ltd | Gaia Wind 133-10 kW | 810 | Brønderslev | Land |  |  |  |  | Stamdata |  | Gaia-Wind Ltd Gaia Wind 133-10 kW | 0
570715000001513113 | 2016-04-08 | 10 | 7 | 21 | Ukendt | Ukendt | 810 | Brønderslev | Land |  |  | 576394.56 | 6333193.43 | SDFE2018 |  | Ukendt Ukendt | 0
570715000001513915 | 2016-04-28 | 10 | 7 | 21 | Ukendt | Ukendt | 810 | Brønderslev | Land |  |  |  |  | Stamdata |  | Ukendt Ukendt | 0
570715000001514103 | 2016-05-02 | 10 | 14 | 18 | Solid Wind Power A/S | SWP10-14TG20 | 810 | Brønderslev | Land |  |  |  |  | Stamdata |  | Solid Wind Power A/S SWP10-14TG20 | Bonus.B23.150
570715000001514431 | 2016-05-03 | 10 | 14 | 18 | Solid Wind Power A/S | SWP10-14TG20 | 810 | Brønderslev | Land |  |  |  |  | Stamdata |  | Solid Wind Power A/S SWP10-14TG20 | Bonus.B23.150
570715000001550217 | 2016-09-06 | 10 | 14 | 18 | Solid Wind Power A/S | SWP10-14TG20 | 810 | Brønderslev | Land |  |  |  |  | Stamdata |  | Solid Wind Power A/S SWP10-14TG20 | Bonus.B23.150
570715000001592972 | 2018-01-06 | 10 | 9.7 | 15 | Osiris Energy Co., Ltd | Osiris 10 | 810 | Brønderslev | Land |  |  |  |  | Stamdata |  | Osiris Energy Co., Ltd Osiris 10 | 0
570715000001603302 | 2018-04-20 | 10 | 7 | 21 | Ukendt | Ukendt | 810 | Brønderslev | Land |  |  |  |  | Stamdata |  | Ukendt Ukendt | 0
571313102390335291 | 2017-12-13 | 10 | 9.3 | 20.3 | KVA Vind | KVA Vind 10 | 810 | Brønderslev | Land |  |  |  |  | Stamdata |  | KVA Vind KVA Vind 10 | 0
571313102390335451 | 2018-01-09 | 10 | 9.7 | 15 | Osiris Energy Co., Ltd | Osiris 10 | 810 | Brønderslev | Land |  |  |  |  | Stamdata |  | Osiris Energy Co., Ltd Osiris 10 | 0
571313102390335956 | 2018-02-04 | 10 | 9.7 | 15 | Osiris Energy Co., Ltd | Osiris 10 | 810 | Brønderslev | Land |  |  |  |  | Stamdata |  | Osiris Energy Co., Ltd Osiris 10 | 0
571313102390338025 | 2018-08-30 | 10 | 9.7 | 15 | Osiris Energy Co., Ltd | Osiris 10 | 810 | Brønderslev | Land |  |  |  |  | Stamdata |  | Osiris Energy Co., Ltd Osiris 10 | 0
571313103103599016 | 2014-08-21 | 10 | 7.1 | 21 | Ukendt | Ukendt | 810 | Brønderslev | Land |  |  | 572461.7 | 6340864.42 | SDFE2018 |  | Ukendt Ukendt | 0
571313103103601627 | 2014-12-11 | 10 | 7 | 21 | Ukendt | Ukendt | 810 | Brønderslev | Land |  |  | 572757.55 | 6341635.64 | SDFE2018 |  | Ukendt Ukendt | 0
570715000001399175 | 2014-01-02 | 10 | 13 | 18 | Gaia-Wind Ltd | Ukendt-Gaia-Wind | 813 | Frederikshavn | Land |  |  |  |  | Stamdata |  | Gaia-Wind Ltd Ukendt-Gaia-Wind | 0
570715000001464644 | 2015-06-30 | 10 | 7 | 21 | Ukendt | Ukendt | 813 | Frederikshavn | Land |  |  | 588789.97 | 6367891.96 | SDFE2018 |  | Ukendt Ukendt | 0
570715000001468093 | 2015-08-06 | 10 | 7 | 21 | Ukendt | Ukendt | 813 | Frederikshavn | Land |  |  |  |  | Stamdata |  | Ukendt Ukendt | 0
570715000001481139 | 2015-09-23 | 10 | 14 | 18 | Solid Wind Power A/S | SWP10-14TG20 | 813 | Frederikshavn | Land |  |  |  |  | Stamdata |  | Solid Wind Power A/S SWP10-14TG20 | Bonus.B23.150
570715000001481634 | 2015-10-16 | 10 | 7 | 21 | Ukendt | Ukendt | 813 | Frederikshavn | Land |  |  | 572715.07 | 6357524.63 | SDFE2018 |  | Ukendt Ukendt | 0
570715000001481788 | 2015-09-22 | 10 | 7 | 21 | Ukendt | Ukendt | 813 | Frederikshavn | Land |  |  |  |  | Stamdata |  | Ukendt Ukendt | 0
570715000001482174 | 2015-10-13 | 10 | 7 | 21 | Ukendt | Ukendt | 813 | Frederikshavn | Land |  |  | 590033.03 | 6342503.51 | SDFE2018 |  | Ukendt Ukendt | 0
570715000001483003 | 2015-10-17 | 10 | 13 | 18 | Gaia-Wind Ltd | Gaia Wind 133-10 kW | 813 | Frederikshavn | Land |  |  | 575379.58 | 6359719.48 | SDFE2018 |  | Gaia-Wind Ltd Gaia Wind 133-10 kW | 0
570715000001483140 | 2015-10-06 | 10 | 7 | 21 | Ukendt | Ukendt | 813 | Frederikshavn | Land |  |  | 587813.84 | 6340565.63 | SDFE2018 |  | Ukendt Ukendt | 0
570715000001496027 | 2015-11-27 | 10 | 7 | 21 | Ukendt | Ukendt | 813 | Frederikshavn | Land |  |  |  |  | Stamdata |  | Ukendt Ukendt | 0
570715000001497468 | 2015-12-10 | 10 | 7 | 21 | Ukendt | Ukendt | 813 | Frederikshavn | Land |  |  |  |  | Stamdata |  | Ukendt Ukendt | 0
570715000001498038 | 2015-11-03 | 10 | 7 | 21 | Ukendt | Ukendt | 813 | Frederikshavn | Land |  |  | 584810.85 | 6361594.51 | SDFE2018 |  | Ukendt Ukendt | 0
570715000001498557 | 2015-12-14 | 10 | 16 | 17 | Solid Wind Power A/S | SWP-10-16 TG20 | 813 | Frederikshavn | Land |  |  | 590659.56 | 6363926.42 | SDFE2018 |  | Solid Wind Power A/S SWP-10-16 TG20 | 0
570715000001498618 | 2015-12-16 | 10 | 13 | 18 | Gaia-Wind Ltd | Gaia Wind 133-10 kW | 813 | Frederikshavn | Land |  |  | 575797.23 | 6349392 | SDFE2018 |  | Gaia-Wind Ltd Gaia Wind 133-10 kW | 0
570715000001499226 | 2015-12-08 | 10 | 7 | 21 | Ukendt | Ukendt | 813 | Frederikshavn | Land |  |  | 583811.09 | 6356853.26 | SDFE2018 |  | Ukendt Ukendt | 0
570715000001499257 | 2015-12-08 | 10 | 7 | 21 | Ukendt | Ukendt | 813 | Frederikshavn | Land |  |  | 583800.23 | 6356834.25 | SDFE2018 |  | Ukendt Ukendt | 0
570715000001503442 | 2016-01-18 | 10 | 14 | 18 | Solid Wind Power A/S | SWP10-14TG20 | 813 | Frederikshavn | Land |  |  | 586296.1 | 6368459.45 | SDFE2018 |  | Solid Wind Power A/S SWP10-14TG20 | Bonus.B23.150
570715000001503527 | 2016-01-19 | 10 | 14 | 18 | Solid Wind Power A/S | SWP10-14TG20 | 813 | Frederikshavn | Land |  |  | 573830.16 | 6354384.46 | SDFE2018 |  | Solid Wind Power A/S SWP10-14TG20 | Bonus.B23.150
570715000001503879 | 2016-01-25 | 10 | 14 | 18 | Solid Wind Power A/S | SWP10-14TG20 | 813 | Frederikshavn | Land |  |  | 581325.24 | 6348245.93 | SDFE2018 |  | Solid Wind Power A/S SWP10-14TG20 | Bonus.B23.150
570715000001506511 | 2016-02-08 | 10 | 14 | 18 | Solid Wind Power A/S | SWP10-14TG20 | 813 | Frederikshavn | Land |  |  | 590800.35 | 6363474.51 | SDFE2018 |  | Solid Wind Power A/S SWP10-14TG20 | Bonus.B23.150
570715000001522245 | 2016-06-28 | 10 | 14 | 18 | Solid Wind Power A/S | SWP10-14TG20 | 813 | Frederikshavn | Land |  |  |  |  | Stamdata |  | Solid Wind Power A/S SWP10-14TG20 | Bonus.B23.150
570715000001531667 | 2016-07-21 | 10 | 7 | 21 | Ukendt | Ukendt | 813 | Frederikshavn | Land |  |  |  |  | Stamdata |  | Ukendt Ukendt | 0
570715000001626455 | 2018-10-30 | 10 | 7.1 | 21.4 | Ukendt | Ukendt | 813 | Frederikshavn | Land |  |  |  |  | Stamdata |  | Ukendt Ukendt | 0
570715000001628916 | 2018-11-08 | 10 | 9.3 | 20.3 | KVA Vind | KVA Vind 10-10 | 813 | Frederikshavn | Land |  |  |  |  | Stamdata |  | KVA Vind KVA Vind 10-10 | 0
570715000001648327 | 2019-05-29 | 10 | 14 | 18 | Solid Wind Power A/S | SWP10-14TG20 | 813 | Frederikshavn | Land |  |  |  |  | Stamdata |  | Solid Wind Power A/S SWP10-14TG20 | Bonus.B23.150
570715000001652737 | 2019-07-02 | 10 | 14 | 18 | Solid Wind Power A/S | SWP10-14TG20 | 813 | Frederikshavn | Land |  |  |  |  | Stamdata |  | Solid Wind Power A/S SWP10-14TG20 | Bonus.B23.150
571313103190005896 | 2014-02-07 | 10 | 7 | 21 | Ukendt | Ukendt | 813 | Frederikshavn | Land |  |  | 587790.73 | 6367171.76 | SDFE2018 |  | Ukendt Ukendt | 0
571313104601088019 | 2014-06-12 | 10 | 7.1 | 21.4 | Ukendt | Ukendt | 813 | Frederikshavn | Land |  |  | 586344.02 | 6337852.93 | SDFE2018 |  | Ukendt Ukendt | 0
571313105100206409 | 2014-12-11 | 10 | 16 | 17 | Solid Wind Power A/S | SWP-10-16 TG20 | 813 | Frederikshavn | Land |  |  | 590660.78 | 6363892.15 | SDFE2018 |  | Solid Wind Power A/S SWP-10-16 TG20 | 0
570715000001366726 | 2015-08-10 | 10 | 13 | 18 | Ukendt | Ukendt | 820 | Vesthimmerlands | Land |  |  | 526359.27 | 6299364.93 | SDFE2018 |  | Ukendt Ukendt | 0
570715000001439338 | 2015-04-20 | 10 | 7.1 | 21 | Ukendt | Ukendt | 820 | Vesthimmerlands | Land |  |  |  |  | Stamdata |  | Ukendt Ukendt | 0
570715000001441508 | 2015-10-08 | 10 | 7.1 | 21 | Ukendt | Ukendt | 820 | Vesthimmerlands | Land |  |  |  |  | Stamdata |  | Ukendt Ukendt | 0
570715000001442727 | 2015-06-28 | 10 | 7.1 | 21.4 | Ukendt | Ukendt | 820 | Vesthimmerlands | Land |  |  | 526385.72 | 6290961.38 | SDFE2018 |  | Ukendt Ukendt | 0
570715000001444530 | 2015-04-14 | 10 | 7.1 | 21 | Ukendt | Ukendt | 820 | Vesthimmerlands | Land |  |  | 514870.47 | 6292984.64 | SDFE2018 |  | Ukendt Ukendt | 0
570715000001444677 | 2015-05-11 | 10 | 7.1 | 21.4 | Ukendt | Ukendt | 820 | Vesthimmerlands | Land |  |  | 522031.5 | 6309336.16 | SDFE2018 |  | Ukendt Ukendt | 0
570715000001454690 | 2015-07-01 | 10 | 7.1 | 21.4 | Ukendt | Ukendt | 820 | Vesthimmerlands | Land |  |  |  |  | Stamdata |  | Ukendt Ukendt | 0
570715000001463678 | 2015-06-28 | 10 | 13 | 18.2 | Gaia-Wind Ltd | Gaia Wind 133-10 kW | 820 | Vesthimmerlands | Land |  |  | 514939.43 | 6292722.51 | SDFE2018 |  | Gaia-Wind Ltd Gaia Wind 133-10 kW | 0
570715000001473844 | 2015-08-27 | 10 | 7.1 | 21.4 | Ukendt | Ukendt | 820 | Vesthimmerlands | Land |  |  |  |  | Stamdata |  | Ukendt Ukendt | 0
570715000001474636 | 2015-09-02 | 10 | 7.1 | 21.4 | Ukendt | Ukendt | 820 | Vesthimmerlands | Land |  |  |  |  | Stamdata |  | Ukendt Ukendt | 0
570715000001474834 | 2015-09-02 | 10 | 7.1 | 21.4 | Ukendt | Ukendt | 820 | Vesthimmerlands | Land |  |  |  |  | Stamdata |  | Ukendt Ukendt | 0
570715000001476715 | 2015-09-11 | 10 | 13 | 18.2 | Gaia-Wind Ltd | Gaia Wind 133-10 kW | 820 | Vesthimmerlands | Land |  |  |  |  | Stamdata |  | Gaia-Wind Ltd Gaia Wind 133-10 kW | 0
570715000001478078 | 2015-09-17 | 10 | 7.1 | 21.4 | Ukendt | Ukendt | 820 | Vesthimmerlands | Land |  |  | 522013.75 | 6313289.9 | SDFE2018 |  | Ukendt Ukendt | 0
570715000001483980 | 2015-10-20 | 10 | 7.1 | 18 | Ukendt | Ukendt | 820 | Vesthimmerlands | Land |  |  |  |  | Stamdata |  | Ukendt Ukendt | 0
570715000001490148 | 2015-11-10 | 10 | 13 | 18 | Gaia-Wind Ltd | Gaia Wind 133-10 kW | 820 | Vesthimmerlands | Land |  |  | 513969.46 | 6308577.11 | SDFE2018 |  | Gaia-Wind Ltd Gaia Wind 133-10 kW | 0
570715000001501110 | 2016-01-12 | 10 | 7.1 | 21.4 | Ukendt | Ukendt | 820 | Vesthimmerlands | Land |  |  |  |  | Stamdata |  | Ukendt Ukendt | 0
570715000001507389 | 2016-02-18 | 10 | 14 | 18 | Solid Wind Power A/S | SWP10-14TG20 | 820 | Vesthimmerlands | Land |  |  | 521989.28 | 6293543.26 | SDFE2018 |  | Solid Wind Power A/S SWP10-14TG20 | Bonus.B23.150
570715000001507501 | 2016-02-19 | 10 | 7.1 | 21.4 | Ukendt | Ukendt | 820 | Vesthimmerlands | Land |  |  | 520328.15 | 6309485.42 | SDFE2018 |  | Ukendt Ukendt | 0
570715000001507853 | 2016-02-23 | 10 | 14 | 18 | Solid Wind Power A/S | SWP10-14TG20 | 820 | Vesthimmerlands | Land |  |  | 520854.78 | 6299669.06 | SDFE2018 |  | Solid Wind Power A/S SWP10-14TG20 | Bonus.B23.150
570715000001519979 | 2016-06-17 | 10 | 13 | 18.2 | Gaia-Wind Ltd | Gaia Wind 133-10 kW | 820 | Vesthimmerlands | Land |  |  |  |  | Stamdata |  | Gaia-Wind Ltd Gaia Wind 133-10 kW | 0
570715000001543844 | 2016-09-12 | 10 | 14 | 18 | Solid Wind Power A/S | SWP10-14TG20 | 820 | Vesthimmerlands | Land |  |  |  |  | Stamdata |  | Solid Wind Power A/S SWP10-14TG20 | Bonus.B23.150
571313104490390309 | 2016-06-18 | 10 | 14 | 18 | Solid Wind Power A/S | SWP10-14TG20 | 820 | Vesthimmerlands | Land |  |  |  |  | Stamdata |  | Solid Wind Power A/S SWP10-14TG20 | Bonus.B23.150
571313104490415040 | 2017-12-20 | 10 | 14 | 18 | Solid Wind Power A/S | SWP10-14TG20 | 820 | Vesthimmerlands | Land |  |  |  |  | Stamdata |  | Solid Wind Power A/S SWP10-14TG20 | Bonus.B23.150
571313113162035073 | 2015-10-13 | 10 | 7.1 | 21 | Ukendt | Ukendt | 820 | Vesthimmerlands | Land |  |  |  |  | Stamdata |  | Ukendt Ukendt | 0
571313113162045430 | 2016-01-14 | 10 | 14 | 18 | Solid Wind Power A/S | SWP10-14TG20 | 820 | Vesthimmerlands | Land |  |  |  |  | Stamdata |  | Solid Wind Power A/S SWP10-14TG20 | Bonus.B23.150
571313113162229953 | 2018-07-18 | 10 | 9.3 | 20.3 | KVA Vind | KVA Vind 10-10 | 820 | Vesthimmerlands | Land |  |  |  |  | Stamdata |  | KVA Vind KVA Vind 10-10 | 0
570715000001409317 | 2014-05-27 | 10 | 13 | 18.2 | Ukendt | Ukendt | 840 | Rebild | Land |  |  | 565148.26 | 6301586.46 | SDFE2018 |  | Ukendt Ukendt | 0
570715000001441256 | 2015-03-30 | 10 | 7.1 | 21 | Ukendt | Ukendt | 840 | Rebild | Land |  |  |  |  | Stamdata |  | Ukendt Ukendt | 0
570715000001462770 | 2015-06-26 | 10 | 13 | 18.2 | Gaia-Wind Ltd | Gaia Wind 133-10 kW | 840 | Rebild | Land |  |  |  |  | Stamdata |  | Gaia-Wind Ltd Gaia Wind 133-10 kW | 0
570715000001463760 | 2015-12-01 | 10 | 7.1 | 21.4 | Ukendt | Ukendt | 840 | Rebild | Land |  |  |  |  | Stamdata |  | Ukendt Ukendt | 0
570715000001464842 | 2016-08-12 | 10 | 14 | 18 | Solid Wind Power A/S | SWP10-14TG20 | 840 | Rebild | Land |  |  |  |  | Stamdata |  | Solid Wind Power A/S SWP10-14TG20 | Bonus.B23.150
570715000001476036 | 2015-12-21 | 10 | 7.1 | 21.4 | Gaia-Wind Ltd | Gaia Wind 133-10 kW | 840 | Rebild | Land |  |  |  |  | Stamdata |  | Gaia-Wind Ltd Gaia Wind 133-10 kW | 0
570715000001483898 | 2015-10-23 | 10 | 13 | 18.2 | Gaia-Wind Ltd | Gaia Wind 133-10 kW | 840 | Rebild | Land |  |  | 544943.6 | 6291302.69 | SDFE2018 |  | Gaia-Wind Ltd Gaia Wind 133-10 kW | 0
570715000001484529 | 2015-11-05 | 10 | 13 | 18.2 | Gaia-Wind Ltd | Gaia Wind 133-10 kW | 840 | Rebild | Land |  |  | 540041.6 | 6297980.31 | SDFE2018 |  | Gaia-Wind Ltd Gaia Wind 133-10 kW | 0
570715000001488732 | 2016-01-28 | 10 | 13 | 18.2 | Gaia-Wind Ltd | Gaia Wind 133-10 kW | 840 | Rebild | Land |  |  | 549675.45 | 6287641.56 | SDFE2018 |  | Gaia-Wind Ltd Gaia Wind 133-10 kW | 0
570715000001492388 | 2015-12-01 | 10 | 13 | 18 | Gaia-Wind Ltd | Gaia Wind 133-10 kW | 840 | Rebild | Land |  |  | 560362.57 | 6304252.71 | SDFE2018 |  | Gaia-Wind Ltd Gaia Wind 133-10 kW | 0
570715000001492470 | 2015-12-29 | 10 | 7.1 | 21 | Ukendt | Ukendt | 840 | Rebild | Land |  |  |  |  | Stamdata |  | Ukendt Ukendt | 0
570715000001500304 | 2015-12-29 | 10 | 7.1 | 21.5 | Ukendt | Ukendt | 840 | Rebild | Land |  |  | 547592.38 | 6311675.74 | SDFE2018 |  | Ukendt Ukendt | 0
570715000001531353 | 2016-08-16 | 10 | 7.1 | 21.4 | Ukendt | Ukendt | 840 | Rebild | Land |  |  |  |  | Stamdata |  | Ukendt Ukendt | 0
570715000001548238 | 2016-10-26 | 10 | 14 | 18 | Solid Wind Power A/S | SWP10-14TG20 | 840 | Rebild | Land |  |  |  |  | Stamdata |  | Solid Wind Power A/S SWP10-14TG20 | Bonus.B23.150
570715000001551887 | 2016-07-28 | 10 | 13 | 18 | HSWind Aps | Viking 10VS | 840 | Rebild | Land |  |  |  |  | Stamdata |  | HSWind Aps Viking 10VS | 0
571313104402907106 | 2014-10-08 | 10 | 13 | 18.2 | Ukendt | Ukendt | 840 | Rebild | Land |  |  | 539857.29 | 6283573.74 | SDFE2018 |  | Ukendt Ukendt | 0
571313104490406239 | 2017-10-28 | 10 | 13 | 18.2 | Gaia-Wind Ltd | Gaia Wind 133-10 kW | 840 | Rebild | Land |  |  |  |  | Stamdata |  | Gaia-Wind Ltd Gaia Wind 133-10 kW | 0
570715000001444004 | 2015-03-04 | 10 | 13 | 18.2 | Gaia-Wind Ltd | Gaia Wind 133-10 kW | 846 | Mariagerfjord | Land |  |  |  |  | Stamdata |  | Gaia-Wind Ltd Gaia Wind 133-10 kW | 0
570715000001444066 | 2015-04-28 | 10 | 13 | 18 | Gaia-Wind Ltd | Gaia Wind 133-10 kW | 846 | Mariagerfjord | Land |  |  | 546930.12 | 6285699 | SDFE2018 |  | Gaia-Wind Ltd Gaia Wind 133-10 kW | 0
570715000001474773 | 2015-09-02 | 10 | 14 | 18 | Solid Wind Power A/S | SWP10-14TG20 | 846 | Mariagerfjord | Land |  |  | 542838.76 | 6273885.63 | SDFE2018 |  | Solid Wind Power A/S SWP10-14TG20 | Bonus.B23.150
570715000001481764 | 2015-10-15 | 10 | 13 | 18 | Gaia-Wind Ltd | Gaia Wind 133-10 kW | 846 | Mariagerfjord | Land |  |  | 549231.88 | 6288823.06 | SDFE2018 |  | Gaia-Wind Ltd Gaia Wind 133-10 kW | 0
570715000001500984 | 2015-12-23 | 10 | 14 | 18 | Solid Wind Power A/S | SWP10-14TG20 | 846 | Mariagerfjord | Land |  |  | 555104.49 | 6290820.4 | SDFE2018 |  | Solid Wind Power A/S SWP10-14TG20 | Bonus.B23.150
570715000001511911 | 2016-03-16 | 10 | 14 | 18 | Solid Wind Power A/S | SWP10-14TG20 | 846 | Mariagerfjord | Land |  |  | 553049.86 | 6276819.37 | SDFE2018 |  | Solid Wind Power A/S SWP10-14TG20 | Bonus.B23.150
570715000001513564 | 2016-04-27 | 10 | 13 | 18.2 | Gaia-Wind Ltd | Gaia Wind 133-10 kW | 846 | Mariagerfjord | Land |  |  |  |  | Stamdata |  | Gaia-Wind Ltd Gaia Wind 133-10 kW | 0
570715000001529749 | 2016-06-24 | 10 | 13 | 18.3 | Gaia-Wind Ltd | Gaia Wind 133-10 kW | 846 | Mariagerfjord | Land |  |  |  |  | Stamdata |  | Gaia-Wind Ltd Gaia Wind 133-10 kW | 0
571313104490404150 | 2017-10-26 | 10 | 13 | 18.3 | Gaia-Wind Ltd | Gaia Wind 133-10 kW | 846 | Mariagerfjord | Land |  |  |  |  | Stamdata |  | Gaia-Wind Ltd Gaia Wind 133-10 kW | 0
571313114900753006 | 2015-03-28 | 10 | 13 | 18 | Gaia-Wind Ltd | Gaia Wind 133-10 kW | 846 | Mariagerfjord | Land |  |  | 553718.17 | 6268570.67 | SDFE2018 |  | Gaia-Wind Ltd Gaia Wind 133-10 kW | 0
571313114900963450 | 2015-10-14 | 10 | 14 | 18 | Solid Wind Power A/S | SWP10-14TG20 | 846 | Mariagerfjord | Land |  |  | 556406.03 | 6275028.61 | SDFE2018 |  | Solid Wind Power A/S SWP10-14TG20 | Bonus.B23.150
571313114900968325 | 2017-03-01 | 10 | 10 | 18 | Solid Wind Power A/S | SWP10-14TG20 | 846 | Mariagerfjord | Land |  |  | 554207.62 | 6276440 | SDFE2018 |  | Solid Wind Power A/S SWP10-14TG20 | Bonus.B23.150
570715000001390967 | 2013-11-11 | 10 | 7.1 | 21 | Ukendt | Ukendt | 849 | Jammerbugt | Land |  |  | 541294.65 | 6344620.94 | SDFE2018 |  | Ukendt Ukendt | 0
570715000001404350 | 2015-05-13 | 10 | 7.1 | 21.4 | Ukendt | Ukendt | 849 | Jammerbugt | Land |  |  | 508007.49 | 6327513.95 | SDFE2018 |  | Ukendt Ukendt | 0
570715000001407269 | 2014-07-02 | 10 | 7.1 | 21 | Ukendt | Ukendt | 849 | Jammerbugt | Land |  |  |  |  | Stamdata |  | Ukendt Ukendt | 0
570715000001436832 | 2015-07-02 | 10 | 7.1 | 21 | Ukendt | Ukendt | 849 | Jammerbugt | Land |  |  | 538610.44 | 6340759.36 | SDFE2018 |  | Ukendt Ukendt | 0
570715000001436870 | 2015-07-14 | 10 | 7.1 | 21 | Ukendt | Ukendt | 849 | Jammerbugt | Land |  |  | 513556.42 | 6326877 | SDFE2018 |  | Ukendt Ukendt | 0
570715000001436894 | 2015-06-04 | 10 | 7.1 | 21 | Ukendt | Ukendt | 849 | Jammerbugt | Land |  |  | 541949.39 | 6336830.02 | SDFE2018 |  | Ukendt Ukendt | 0
570715000001436917 | 2015-09-24 | 10 | 7.1 | 21 | Ukendt | Ukendt | 849 | Jammerbugt | Land |  |  | 530105.45 | 6332781.85 | SDFE2018 |  | Ukendt Ukendt | 0
570715000001436962 | 2015-03-20 | 10 | 7.1 | 21 | Ukendt | Ukendt | 849 | Jammerbugt | Land |  |  | 542283.69 | 6351243.76 | SDFE2018 |  | Ukendt Ukendt | 0
570715000001436979 | 2015-05-29 | 10 | 7.1 | 21 | Ukendt | Ukendt | 849 | Jammerbugt | Land |  |  | 512532.93 | 6325893.93 | SDFE2018 |  | Ukendt Ukendt | 0
570715000001439727 | 2015-05-26 | 10 | 7.1 | 21 | Ukendt | Ukendt | 849 | Jammerbugt | Land |  |  | 533181.43 | 6333359.6 | SDFE2018 |  | Ukendt Ukendt | 0
570715000001441416 | 2015-05-06 | 10 | 7.1 | 21.4 | Ukendt | Ukendt | 849 | Jammerbugt | Land |  |  | 506971.21 | 6328847.74 | SDFE2018 |  | Ukendt Ukendt | 0
570715000001443366 | 2015-06-02 | 10 | 7.1 | 21 | Ukendt | Ukendt | 849 | Jammerbugt | Land |  |  | 541424.44 | 6331452.53 | SDFE2018 |  | Ukendt Ukendt | 0
570715000001443380 | 2015-03-25 | 10 | 7.1 | 21 | Ukendt | Ukendt | 849 | Jammerbugt | Land |  |  | 541442.09 | 6331444.32 | SDFE2018 |  | Ukendt Ukendt | 0
570715000001444035 | 2015-10-20 | 10 | 14 | 18 | Solid Wind Power A/S | SWP10-14TG20 | 849 | Jammerbugt | Land |  |  | 532499.83 | 6327002.6 | SDFE2018 |  | Solid Wind Power A/S SWP10-14TG20 | Bonus.B23.150
570715000001451408 | 2015-10-20 | 10 | 7.1 | 21.4 | Ukendt | Ukendt | 849 | Jammerbugt | Land |  |  | 539400.89 | 6339909.7 | SDFE2018 |  | Ukendt Ukendt | 0
570715000001454676 | 2015-06-01 | 10 | 7.1 | 21.4 | Ukendt | Ukendt | 849 | Jammerbugt | Land |  |  |  |  | Stamdata |  | Ukendt Ukendt | 0
570715000001454706 | 2015-06-01 | 10 | 7.1 | 21.4 | Ukendt | Ukendt | 849 | Jammerbugt | Land |  |  |  |  | Stamdata |  | Ukendt Ukendt | 0
570715000001456434 | 2016-03-13 | 10 | 7.1 | 21.4 | Ukendt | Ukendt | 849 | Jammerbugt | Land |  |  | 542862.76 | 6351400.07 | SDFE2018 |  | Ukendt Ukendt | 0
570715000001464651 | 2015-08-26 | 10 | 7.1 | 21 | Ukendt | Ukendt | 849 | Jammerbugt | Land |  |  |  |  | Stamdata |  | Ukendt Ukendt | 0
570715000001464781 | 2015-10-20 | 10 | 14 | 18 | Solid Wind Power A/S | SWP10-14TG20 | 849 | Jammerbugt | Land |  |  | 522266.7 | 6323820.32 | SDFE2018 |  | Solid Wind Power A/S SWP10-14TG20 | Bonus.B23.150
570715000001471963 | 2015-08-19 | 10 | 7 | 21 | Ukendt | Ukendt | 849 | Jammerbugt | Land |  |  | 543470.86 | 6344261.73 | SDFE2018 |  | Ukendt Ukendt | 0
570715000001471987 | 2015-08-19 | 10 | 7 | 21 | Ukendt | Ukendt | 849 | Jammerbugt | Land |  |  | 543434.82 | 6344271.4 | SDFE2018 |  | Ukendt Ukendt | 0
570715000001475329 | 2015-08-25 | 10 | 7.1 | 21 | Ukendt | Ukendt | 849 | Jammerbugt | Land |  |  | 508116.6 | 6329614.88 | SDFE2018 |  | Ukendt Ukendt | 0
570715000001475541 | 2015-09-01 | 10 | 13 | 18.2 | Gaia-Wind Ltd | Gaia Wind 133-10 kW | 849 | Jammerbugt | Land |  |  | 504681.76 | 6330460.8 | SDFE2018 |  | Gaia-Wind Ltd Gaia Wind 133-10 kW | 0
570715000001476234 | 2015-09-10 | 10 | 7.1 | 21 | Ukendt | Ukendt | 849 | Jammerbugt | Land |  |  | 521617.57 | 6324362.48 | SDFE2018 |  | Ukendt Ukendt | 0
570715000001480026 | 2015-09-30 | 10 | 7.1 | 21 | Ukendt | Ukendt | 849 | Jammerbugt | Land |  |  | 540249.32 | 6343367.65 | SDFE2018 |  | Ukendt Ukendt | 0
570715000001485380 | 2015-11-23 | 10 | 13 | 18.2 | Gaia-Wind Ltd | Gaia Wind 133-10 kW | 849 | Jammerbugt | Land |  |  |  |  | Stamdata |  | Gaia-Wind Ltd Gaia Wind 133-10 kW | 0
570715000001487698 | 2015-11-11 | 10 | 13 | 18.2 | Gaia-Wind Ltd | Gaia Wind 133-10 kW | 849 | Jammerbugt | Land |  |  | 508075.17 | 6329830.51 | SDFE2018 |  | Gaia-Wind Ltd Gaia Wind 133-10 kW | 0
570715000001490131 | 2015-12-30 | 10 | 13 | 18.2 | Gaia-Wind Ltd | Gaia Wind 133-10 kW | 849 | Jammerbugt | Land |  |  | 512558.18 | 6328954.14 | SDFE2018 |  | Gaia-Wind Ltd Gaia Wind 133-10 kW | 0
570715000001492272 | 2015-12-01 | 10 | 13 | 18 | Gaia-Wind Ltd | Gaia Wind 133-10 kW | 849 | Jammerbugt | Land |  |  | 541883.46 | 6335409.39 | SDFE2018 |  | Gaia-Wind Ltd Gaia Wind 133-10 kW | 0
570715000001496294 | 2015-12-18 | 10 | 7.1 | 21 | Ukendt | Ukendt | 849 | Jammerbugt | Land |  |  | 544912.88 | 6350396.41 | SDFE2018 |  | Ukendt Ukendt | 0
570715000001503145 | 2016-01-28 | 10 | 7 | 21 | Ukendt | Ukendt | 849 | Jammerbugt | Land |  |  | 520333.62 | 6320918.82 | SDFE2018 |  | Ukendt Ukendt | 0
570715000001511706 | 2016-04-07 | 10 | 7 | 21 | Ukendt | Ukendt | 849 | Jammerbugt | Land |  |  | 545464.4 | 6338755 | SDFE2018 |  | Ukendt Ukendt | 0
570715000001513755 | 2016-04-28 | 10 | 14 | 18 | Solid Wind Power A/S | SWP10-14TG20 | 849 | Jammerbugt | Land |  |  | 540269.8 | 6332596.7 | SDFE2018 |  | Solid Wind Power A/S SWP10-14TG20 | Bonus.B23.150
570715000001513823 | 2016-04-05 | 10 | 14 | 18 | Solid Wind Power A/S | SWP10-14TG20 | 849 | Jammerbugt | Land |  |  | 542562.13 | 6353641.29 | SDFE2018 |  | Solid Wind Power A/S SWP10-14TG20 | Bonus.B23.150
570715000001513854 | 2016-04-28 | 10 | 14 | 18 | Solid Wind Power A/S | SWP10-14TG20 | 849 | Jammerbugt | Land |  |  | 542792.76 | 6354403.14 | SDFE2018 |  | Solid Wind Power A/S SWP10-14TG20 | Bonus.B23.150
570715000001515193 | 2016-05-20 | 10 | 13 | 18 | Gaia-Wind Ltd | Gaia Wind 133-10 kW | 849 | Jammerbugt | Land |  |  |  |  | Stamdata |  | Gaia-Wind Ltd Gaia Wind 133-10 kW | 0
570715000001515513 | 2016-05-23 | 10 | 13 | 18 | Gaia-Wind Ltd | Gaia Wind 133-10 kW | 849 | Jammerbugt | Land |  |  |  |  | Stamdata |  | Gaia-Wind Ltd Gaia Wind 133-10 kW | 0
570715000001515841 | 2016-05-17 | 10 | 7.1 | 18 | Ukendt | Ukendt | 849 | Jammerbugt | Land |  |  |  |  | Stamdata |  | Ukendt Ukendt | 0
571313102390328934 | 2016-09-05 | 10 | 14 | 18 | Solid Wind Power A/S | SWP10-14TG20 | 849 | Jammerbugt | Land |  |  |  |  | Stamdata |  | Solid Wind Power A/S SWP10-14TG20 | Bonus.B23.150
571313102390328972 | 2016-09-06 | 10 | 14 | 18 | Solid Wind Power A/S | SWP10-14TG20 | 849 | Jammerbugt | Land |  |  |  |  | Stamdata |  | Solid Wind Power A/S SWP10-14TG20 | Bonus.B23.150
571313102390329832 | 2016-12-12 | 10 | 13 | 18.2 | Gaia-Wind Ltd | Gaia Wind 133-10 kW | 849 | Jammerbugt | Land |  |  |  |  | Stamdata |  | Gaia-Wind Ltd Gaia Wind 133-10 kW | 0
571313102390334041 | 2017-08-25 | 10 | 13 | 18.3 | Gaia-Wind Ltd | Gaia Wind 133-10 kW | 849 | Jammerbugt | Land |  |  |  |  | Stamdata |  | Gaia-Wind Ltd Gaia Wind 133-10 kW | 0
571313102390334706 | 2017-10-06 | 10 | 13 | 18.3 | Gaia-Wind Ltd | Gaia Wind 133-10 kW | 849 | Jammerbugt | Land |  |  |  |  | Stamdata |  | Gaia-Wind Ltd Gaia Wind 133-10 kW | 0
571313102390341957 | 2018-10-29 | 10 | 14 | 18 | Solid Wind Power A/S | SWP10-14TG20 | 849 | Jammerbugt | Land |  |  |  |  | Stamdata |  | Solid Wind Power A/S SWP10-14TG20 | Bonus.B23.150
570715000001437228 | 2015-02-10 | 10 | 7 | 21 | Ukendt | Ukendt | 851 | Ålborg | Land |  |  |  |  | Stamdata |  | Ukendt Ukendt | 0
570715000001444011 | 2015-03-30 | 10 | 7 | 21 | Ukendt | Ukendt | 851 | Ålborg | Land |  |  |  |  | Stamdata |  | Ukendt Ukendt | 0
570715000001444660 | 2016-09-14 | 10 | 7.1 | 21 | Ukendt | Ukendt | 851 | Ålborg | Land |  |  |  |  | Stamdata |  | Ukendt Ukendt | 0
570715000001445049 | 2015-08-01 | 10 | 14 | 18 | Solid Wind Power A/S | SWP-10-16 TG20 | 851 | Ålborg | Land |  |  |  |  | Stamdata |  | Solid Wind Power A/S SWP-10-16 TG20 | 0
570715000001452153 | 2015-08-18 | 10 | 7.1 | 21 | Ukendt | Ukendt | 851 | Ålborg | Land |  |  |  |  | Stamdata |  | Ukendt Ukendt | 0
570715000001462954 | 2015-07-08 | 10 | 14 | 18 | Solid Wind Power A/S | SWP-10-16 TG20 | 851 | Ålborg | Land |  |  | 546351.02 | 6318742.44 | SDFE2018 |  | Solid Wind Power A/S SWP-10-16 TG20 | 0
570715000001462992 | 2015-07-09 | 10 | 14 | 18 | Solid Wind Power A/S | SWP-10-16 TG20 | 851 | Ålborg | Land |  |  |  |  | Stamdata |  | Solid Wind Power A/S SWP-10-16 TG20 | 0
570715000001463593 | 2015-09-29 | 10 | 7.1 | 21 | Ukendt | Ukendt | 851 | Ålborg | Land |  |  |  |  | Stamdata |  | Ukendt Ukendt | 0
570715000001472052 | 2015-08-18 | 10 | 14 | 18 | Solid Wind Power A/S | SWP10-14TG20 | 851 | Ålborg | Land |  |  | 572743.29 | 6328157.29 | SDFE2018 |  | Solid Wind Power A/S SWP10-14TG20 | Bonus.B23.150
570715000001479136 | 2015-08-31 | 10 | 14 | 18 | Solid Wind Power A/S | SWP10-14TG20 | 851 | Ålborg | Land |  |  | 574600.91 | 6321373.06 | SDFE2018 |  | Solid Wind Power A/S SWP10-14TG20 | Bonus.B23.150
570715000001481771 | 2015-09-15 | 10 | 7 | 21 | Ukendt | Ukendt | 851 | Ålborg | Land |  |  | 555969.48 | 6342312.78 | SDFE2018 |  | Ukendt Ukendt | 0
570715000001489715 | 2015-11-10 | 10 | 7.1 | 21 | Ukendt | Ukendt | 851 | Ålborg | Land |  |  | 562828.86 | 6314705.74 | SDFE2018 |  | Ukendt Ukendt | 0
570715000001497789 | 2015-12-01 | 10 | 13 | 18 | Gaia-Wind Ltd | Gaia Wind 133-10 kW | 851 | Ålborg | Land |  |  | 551233.7 | 6332364.6 | SDFE2018 |  | Gaia-Wind Ltd Gaia Wind 133-10 kW | 0
570715000001498137 | 2015-10-15 | 10 | 7 | 21 | Ukendt | Ukendt | 851 | Ålborg | Land |  |  | 553953.69 | 6331765.57 | SDFE2018 |  | Ukendt Ukendt | 0
570715000001513724 | 2016-04-25 | 10 | 14 | 18 | Solid Wind Power A/S | SWP10-14TG20 | 851 | Ålborg | Land |  |  |  |  | Stamdata |  | Solid Wind Power A/S SWP10-14TG20 | Bonus.B23.150
570715000001521989 | 2016-05-19 | 10 | 7 | 21 | Ukendt | Ukendt | 851 | Ålborg | Land |  |  |  |  | Stamdata |  | Ukendt Ukendt | 0
570715000001543776 | 2016-09-12 | 10 | 14 | 18 | Solid Wind Power A/S | SWP10-14TG20 | 851 | Ålborg | Land |  |  |  |  | Stamdata |  | Solid Wind Power A/S SWP10-14TG20 | Bonus.B23.150
570715000001546722 | 2016-08-30 | 10 | 14 | 18 | Solid Wind Power A/S | SWP10-14TG20 | 851 | Ålborg | Land |  |  |  |  | Stamdata |  | Solid Wind Power A/S SWP10-14TG20 | Bonus.B23.150
570715000001547392 | 2016-08-04 | 10 | 14 | 18 | Solid Wind Power A/S | SWP10-14TG20 | 851 | Ålborg | Land |  |  |  |  | Stamdata |  | Solid Wind Power A/S SWP10-14TG20 | Bonus.B23.150
570715000001593825 | 2018-01-15 | 10 | 13 | 18 | Gaia-Wind Ltd | Gaia Wind 133-10 kW | 851 | Ålborg | Land |  |  |  |  | Stamdata |  | Gaia-Wind Ltd Gaia Wind 133-10 kW | 0
571313103190009665 | 2014-09-11 | 10 | 7.1 | 21.4 | Ukendt | Ukendt | 851 | Ålborg | Land |  |  | 548805.27 | 6329296.36 | SDFE2018 |  | Ukendt Ukendt | 0
571313104490391016 | 2017-04-05 | 10 | 7.1 | 21 | Ukendt | Ukendt | 851 | Ålborg | Land |  |  |  |  | Stamdata |  | Ukendt Ukendt | 0
571313104490400763 | 2017-09-22 | 10 | 13 | 18.3 | Gaia-Wind Ltd | Gaia Wind 133-10 kW | 851 | Ålborg | Land |  |  |  |  | Stamdata |  | Gaia-Wind Ltd Gaia Wind 133-10 kW | 0
571313113162208378 | 2018-05-24 | 10 | 14 | 18 | Solid Wind Power A/S | SWP10-14TG20 | 851 | Ålborg | Land |  |  |  |  | Stamdata |  | Solid Wind Power A/S SWP10-14TG20 | Bonus.B23.150
571313113162404848 | 2019-07-29 | 10 | 13 | 18.2 | Gaia-Wind Ltd | GW133 10kW | 851 | Ålborg | Land |  |  |  |  | Stamdata |  | Gaia-Wind Ltd GW133 10kW | 0
570715000001388841 | 2014-01-09 | 10 | 7.1 | 21 | Ukendt | Ukendt | 860 | Hjørring | Land |  |  | 547877.86 | 6360053.82 | SDFE2018 |  | Ukendt Ukendt | 0
570715000001397249 | 2014-04-30 | 10 | 7.1 | 21 | Ukendt | Ukendt | 860 | Hjørring | Land |  |  | 548381.7 | 6349145.74 | SDFE2018 |  | Ukendt Ukendt | 0
570715000001399991 | 2014-06-04 | 10 | 7.1 | 21 | Ukendt | Ukendt | 860 | Hjørring | Land |  |  | 561484.76 | 6356975.61 | SDFE2018 |  | Ukendt Ukendt | 0
570715000001406576 | 2014-04-15 | 10 | 7.1 | 21 | Ukendt | Ukendt | 860 | Hjørring | Land |  |  |  |  | Stamdata |  | Ukendt Ukendt | 0
570715000001416315 | 2014-11-28 | 10 | 7.1 | 21.4 | Ukendt | Ukendt | 860 | Hjørring | Land |  |  | 544453.91 | 6356897.63 | SDFE2018 |  | Ukendt Ukendt | 0
570715000001429438 | 2014-12-17 | 10 | 7.1 | 21 | Ukendt | Ukendt | 860 | Hjørring | Land |  |  | 549207.41 | 6358261.08 | SDFE2018 |  | Ukendt Ukendt | 0
570715000001430045 | 2015-03-26 | 10 | 7.1 | 21.4 | Ukendt | Ukendt | 860 | Hjørring | Land |  |  |  |  | Stamdata |  | Ukendt Ukendt | 0
570715000001436818 | 2015-03-10 | 10 | 7.1 | 21 | Ukendt | Ukendt | 860 | Hjørring | Land |  |  | 564945.18 | 6355712.13 | SDFE2018 |  | Ukendt Ukendt | 0
570715000001436948 | 2015-12-09 | 10 | 16 | 17 | Solid Wind Power A/S | SWP-10-16 TG20 | 860 | Hjørring | Land |  |  | 549461.12 | 6357774.92 | SDFE2018 |  | Solid Wind Power A/S SWP-10-16 TG20 | 0
570715000001437204 | 2015-06-15 | 10 | 7 | 21 | Ukendt | Ukendt | 860 | Hjørring | Land |  |  | 551832.87 | 6364959.75 | SDFE2018 |  | Ukendt Ukendt | 0
570715000001437211 | 2015-07-02 | 10 | 7 | 21 | Ukendt | Ukendt | 860 | Hjørring | Land |  |  | 561336.85 | 6371888.24 | SDFE2018 |  | Ukendt Ukendt | 0
570715000001437235 | 2015-07-14 | 10 | 10 | 15.5 | Ukendt | Ukendt | 860 | Hjørring | Land |  |  |  |  | Stamdata |  | Ukendt Ukendt | 0
570715000001441386 | 2015-05-28 | 10 | 7.1 | 21 | Ukendt | Ukendt | 860 | Hjørring | Land |  |  | 567439.46 | 6357062.72 | SDFE2018 |  | Ukendt Ukendt | 0
570715000001450098 | 2015-05-26 | 10 | 7 | 21 | Ukendt | Ukendt | 860 | Hjørring | Land |  |  |  |  | Stamdata |  | Ukendt Ukendt | 0
570715000001453013 | 2015-04-16 | 10 | 7.1 | 21 | Ukendt | Ukendt | 860 | Hjørring | Land |  |  | 559575.48 | 6377130.33 | SDFE2018 |  | Ukendt Ukendt | 0
570715000001454584 | 2015-03-31 | 10 | 13 | 18 | Gaia-Wind Ltd | Gaia Wind 133-10 kW | 860 | Hjørring | Land |  |  |  |  | Stamdata |  | Gaia-Wind Ltd Gaia Wind 133-10 kW | 0
570715000001456373 | 2015-06-12 | 10 | 7 | 21 | Ukendt | Ukendt | 860 | Hjørring | Land |  |  | 578180 | 6364093 | SDFE2018 |  | Ukendt Ukendt | 0
570715000001456380 | 2015-05-01 | 10 | 7 | 21 | Ukendt | Ukendt | 860 | Hjørring | Land |  |  |  |  | Stamdata |  | Ukendt Ukendt | 0
570715000001456397 | 2015-05-01 | 10 | 7 | 21 | Ukendt | Ukendt | 860 | Hjørring | Land |  |  |  |  | Stamdata |  | Ukendt Ukendt | 0
570715000001456878 | 2015-06-12 | 10 | 7 | 21 | Ukendt | Ukendt | 860 | Hjørring | Land |  |  | 554676 | 6371214 | SDFE2018 |  | Ukendt Ukendt | 0
570715000001464484 | 2015-06-24 | 10 | 7 | 21 | Ukendt | Ukendt | 860 | Hjørring | Land |  |  | 555911 | 6371776 | SDFE2018 |  | Ukendt Ukendt | 0
570715000001464491 | 2015-06-24 | 10 | 7 | 21 | Ukendt | Ukendt | 860 | Hjørring | Land |  |  | 556465 | 6375710 | SDFE2018 |  | Ukendt Ukendt | 0
570715000001464835 | 2015-06-04 | 10 | 7 | 21 | Ukendt | Ukendt | 860 | Hjørring | Land |  |  | 570235 | 6372382 | SDFE2018 |  | Ukendt Ukendt | 0
570715000001464859 | 2015-05-20 | 10 | 7 | 21 | Ukendt | Ukendt | 860 | Hjørring | Land |  |  |  |  | Stamdata |  | Ukendt Ukendt | 0
570715000001465986 | 2015-07-14 | 10 | 7 | 21 | Ukendt | Ukendt | 860 | Hjørring | Land |  |  | 555181 | 6371642 | SDFE2018 |  | Ukendt Ukendt | 0
570715000001466310 | 2015-07-21 | 10 | 7 | 21 | Ukendt | Ukendt | 860 | Hjørring | Land |  |  |  |  | Stamdata |  | Ukendt Ukendt | 0
570715000001467454 | 2015-10-07 | 10 | 14 | 18 | Solid Wind Power A/S | SWP10-14TG20 | 860 | Hjørring | Land |  |  | 558733 | 6355799 | SDFE2018 |  | Solid Wind Power A/S SWP10-14TG20 | Bonus.B23.150
570715000001467584 | 2015-03-17 | 10 | 7 | 21 | Ukendt | Ukendt | 860 | Hjørring | Land |  |  | 547337 | 6360840 | SDFE2018 |  | Ukendt Ukendt | 0
570715000001467652 | 2015-06-09 | 10 | 7 | 21 | Ukendt | Ukendt | 860 | Hjørring | Land |  |  | 554057 | 6364517 | SDFE2018 |  | Ukendt Ukendt | 0
570715000001468833 | 2015-08-17 | 10 | 14 | 18 | Solid Wind Power A/S | SWP10-14TG20 | 860 | Hjørring | Land |  |  | 557473 | 6355379 | SDFE2018 |  | Solid Wind Power A/S SWP10-14TG20 | Bonus.B23.150
570715000001472007 | 2015-12-02 | 10 | 7 | 21 | Ukendt | Ukendt | 860 | Hjørring | Land |  |  | 566531 | 6354538 | SDFE2018 |  | Ukendt Ukendt | 0
570715000001472748 | 2015-07-01 | 10 | 7 | 21 | Ukendt | Ukendt | 860 | Hjørring | Land |  |  | 561184 | 6364693 | SDFE2018 |  | Ukendt Ukendt | 0
570715000001473554 | 2015-08-06 | 10 | 13 | 18 | Gaia-Wind Ltd | Gaia Wind 133-10 kW | 860 | Hjørring | Land |  |  | 576869 | 6382550 | SDFE2018 |  | Gaia-Wind Ltd Gaia Wind 133-10 kW | 0
570715000001474438 | 2015-09-17 | 10 | 7 | 18 | Ukendt | Ukendt | 860 | Hjørring | Land |  |  | 544837 | 6360121 | SDFE2018 |  | Ukendt Ukendt | 0
570715000001475008 | 2015-09-03 | 10 | 14 | 18 | Solid Wind Power A/S | SWP10-14TG20 | 860 | Hjørring | Land |  |  | 573564 | 6381507 | SDFE2018 |  | Solid Wind Power A/S SWP10-14TG20 | Bonus.B23.150
570715000001479143 | 2015-09-18 | 10 | 7 | 21 | Ukendt | Ukendt | 860 | Hjørring | Land |  |  | 573091 | 6361793 | SDFE2018 |  | Ukendt Ukendt | 0
570715000001480910 | 2015-09-23 | 10 | 13 | 18 | Gaia-Wind Ltd | Gaia Wind 133-10 kW | 860 | Hjørring | Land |  |  | 575242 | 6366985 | SDFE2018 |  | Gaia-Wind Ltd Gaia Wind 133-10 kW | 0
570715000001481900 | 2015-09-22 | 10 | 7 | 21 | Ukendt | Ukendt | 860 | Hjørring | Land |  |  | 565385 | 6359102 | SDFE2018 |  | Ukendt Ukendt | 0
570715000001481917 | 2015-10-15 | 10 | 7 | 21 | Ukendt | Ukendt | 860 | Hjørring | Land |  |  | 573494 | 6382305 | SDFE2018 |  | Ukendt Ukendt | 0
570715000001482167 | 2015-09-15 | 10 | 7 | 21 | Ukendt | Ukendt | 860 | Hjørring | Land |  |  | 552366 | 6359670 | SDFE2018 |  | Ukendt Ukendt | 0
570715000001482198 | 2015-10-13 | 10 | 7 | 21 | Ukendt | Ukendt | 860 | Hjørring | Land |  |  | 561164 | 6359167 | SDFE2018 |  | Ukendt Ukendt | 0
570715000001482976 | 2015-08-13 | 10 | 7 | 21 | Ukendt | Ukendt | 860 | Hjørring | Land |  |  | 557690 | 6380097 | SDFE2018 |  | Ukendt Ukendt | 0
570715000001485076 | 2015-11-02 | 10 | 7 | 21 | Ukendt | Ukendt | 860 | Hjørring | Land |  |  | 563626 | 6362761 | SDFE2018 |  | Ukendt Ukendt | 0
570715000001485229 | 2015-11-03 | 10 | 7 | 21 | Ukendt | Ukendt | 860 | Hjørring | Land |  |  | 560493 | 6381004 | SDFE2018 |  | Ukendt Ukendt | 0
570715000001486141 | 2015-11-12 | 10 | 14 | 18 | Solid Wind Power A/S | SWP10-14TG20 | 860 | Hjørring | Land |  |  | 553571 | 6366731 | SDFE2018 |  | Solid Wind Power A/S SWP10-14TG20 | Bonus.B23.150
570715000001486226 | 2015-11-10 | 10 | 14 | 18 | Solid Wind Power A/S | SWP10-14TG20 | 860 | Hjørring | Land |  |  | 566147 | 6379200 | SDFE2018 |  | Solid Wind Power A/S SWP10-14TG20 | Bonus.B23.150
570715000001486578 | 2015-11-12 | 10 | 14 | 18 | Solid Wind Power A/S | SWP10-14TG20 | 860 | Hjørring | Land |  |  | 572671 | 6358385 | SDFE2018 |  | Solid Wind Power A/S SWP10-14TG20 | Bonus.B23.150
570715000001489012 | 2016-08-30 | 10 | 14 | 18 | Solid Wind Power A/S | SWP10-14TG20 | 860 | Hjørring | Land |  |  |  |  | Stamdata |  | Solid Wind Power A/S SWP10-14TG20 | Bonus.B23.150
570715000001489029 | 2016-08-30 | 10 | 14 | 18 | Solid Wind Power A/S | SWP10-14TG20 | 860 | Hjørring | Land |  |  |  |  | Stamdata |  | Solid Wind Power A/S SWP10-14TG20 | Bonus.B23.150
570715000001489968 | 2015-11-06 | 10 | 13 | 18 | Gaia-Wind Ltd | Gaia Wind 133-10 kW | 860 | Hjørring | Land |  |  | 574772 | 6376260 | SDFE2018 |  | Gaia-Wind Ltd Gaia Wind 133-10 kW | 0
570715000001492210 | 2015-11-20 | 10 | 7 | 21 | Ukendt | Ukendt | 860 | Hjørring | Land |  |  | 555460 | 6371385 | SDFE2018 |  | Ukendt Ukendt | 0
570715000001492531 | 2015-11-30 | 10 | 14 | 18 | Solid Wind Power A/S | SWP10-14TG20 | 860 | Hjørring | Land |  |  | 559052 | 6364989 | SDFE2018 |  | Solid Wind Power A/S SWP10-14TG20 | Bonus.B23.150
570715000001495853 | 2015-10-06 | 10 | 13 | 18 | Gaia-Wind Ltd | Gaia Wind 133-10 kW | 860 | Hjørring | Land |  |  | 548768 | 6364527 | SDFE2018 |  | Gaia-Wind Ltd Gaia Wind 133-10 kW | 0
570715000001495884 | 2015-12-01 | 10 | 7 | 21 | Ukendt | Ukendt | 860 | Hjørring | Land |  |  | 571170 | 6373391 | SDFE2018 |  | Ukendt Ukendt | 0
570715000001497567 | 2015-11-27 | 10 | 13 | 18 | Gaia-Wind Ltd | Gaia Wind 133-10 kW | 860 | Hjørring | Land |  |  | 550991 | 6368016 | SDFE2018 |  | Gaia-Wind Ltd Gaia Wind 133-10 kW | 0
570715000001497635 | 2015-12-07 | 10 | 14 | 18 | Solid Wind Power A/S | SWP25-14TG20 | 860 | Hjørring | Land |  |  | 566290 | 6364640 | SDFE2018 |  | Solid Wind Power A/S SWP25-14TG20 | Bonus.B23.150
570715000001497659 | 2015-12-02 | 10 | 7 | 21 | Ukendt | Ukendt | 860 | Hjørring | Land |  |  | 550776 | 6370115 | SDFE2018 |  | Ukendt Ukendt | 0
570715000001497796 | 2015-11-30 | 10 | 13 | 18 | Gaia-Wind Ltd | Gaia Wind 133-10 kW | 860 | Hjørring | Land |  |  | 555011 | 6373467 | SDFE2018 |  | Gaia-Wind Ltd Gaia Wind 133-10 kW | 0
570715000001497888 | 2015-11-24 | 10 | 7 | 21 | KVA Vind | KVA Vind 6-10 | 860 | Hjørring | Land |  |  | 579356 | 6361561 | SDFE2018 |  | KVA Vind KVA Vind 6-10 | 0
570715000001498052 | 2015-12-03 | 10 | 7 | 22 | Ukendt | Ukendt | 860 | Hjørring | Land |  |  | 574380 | 6360394 | SDFE2018 |  | Ukendt Ukendt | 0
570715000001498090 | 2015-11-10 | 10 | 14 | 18 | Solid Wind Power A/S | SWP10-14TG20 | 860 | Hjørring | Land |  |  | 552513 | 6361999 | SDFE2018 |  | Solid Wind Power A/S SWP10-14TG20 | Bonus.B23.150
570715000001498120 | 2015-10-01 | 10 | 7 | 21 | Ukendt | Ukendt | 860 | Hjørring | Land |  |  | 559810 | 6361283 | SDFE2018 |  | Ukendt Ukendt | 0
570715000001498342 | 2015-12-15 | 10 | 8 | 16 | Osiris Energy Co., Ltd | Osiris 10 | 860 | Hjørring | Land |  |  |  |  | Stamdata |  | Osiris Energy Co., Ltd Osiris 10 | 0
570715000001498380 | 2015-12-15 | 10 | 10 | 16 | Osiris Energy Co., Ltd | Osiris 10 | 860 | Hjørring | Land |  |  | 564926 | 6362945 | SDFE2018 |  | Osiris Energy Co., Ltd Osiris 10 | 0
570715000001498663 | 2015-12-17 | 10 | 13 | 18 | Gaia-Wind Ltd | Gaia Wind 133-10 kW | 860 | Hjørring | Land |  |  | 546125 | 6361661 | SDFE2018 |  | Gaia-Wind Ltd Gaia Wind 133-10 kW | 0
570715000001498748 | 2015-12-17 | 10 | 13 | 18 | Gaia-Wind Ltd | Gaia Wind 133-10 kW | 860 | Hjørring | Land |  |  | 545840 | 6361982 | SDFE2018 |  | Gaia-Wind Ltd Gaia Wind 133-10 kW | 0
570715000001499318 | 2015-12-21 | 10 | 10 | 16 | Osiris Energy Co., Ltd | Osiris 10 | 860 | Hjørring | Land |  |  | 562368 | 6368534 | SDFE2018 |  | Osiris Energy Co., Ltd Osiris 10 | 0
570715000001506252 | 2016-01-27 | 10 | 14 | 18 | Solid Wind Power A/S | SWP10-14TG20 | 860 | Hjørring | Land |  |  | 562509 | 6379047 | SDFE2018 |  | Solid Wind Power A/S SWP10-14TG20 | Bonus.B23.150
570715000001513250 | 2016-04-13 | 10 | 14 | 18 | Solid Wind Power A/S | SWP10-14TG20 | 860 | Hjørring | Land |  |  |  |  | Stamdata |  | Solid Wind Power A/S SWP10-14TG20 | Bonus.B23.150
570715000001513281 | 2016-04-13 | 10 | 14 | 18 | Solid Wind Power A/S | SWP10-14TG20 | 860 | Hjørring | Land |  |  |  |  | Stamdata |  | Solid Wind Power A/S SWP10-14TG20 | Bonus.B23.150
570715000001513441 | 2016-03-20 | 10 | 13 | 18 | Gaia-Wind Ltd | Gaia Wind 133-10 kW | 860 | Hjørring | Land |  |  | 545287 | 6361645 | SDFE2018 |  | Gaia-Wind Ltd Gaia Wind 133-10 kW | 0
570715000001515131 | 2016-05-11 | 10 | 14 | 18 | Solid Wind Power A/S | SWP10-14TG20 | 860 | Hjørring | Land |  |  |  |  | Stamdata |  | Solid Wind Power A/S SWP10-14TG20 | Bonus.B23.150
570715000001515834 | 2016-05-17 | 10 | 14 | 18 | Solid Wind Power A/S | SWP10-14TG20 | 860 | Hjørring | Land |  |  |  |  | Stamdata |  | Solid Wind Power A/S SWP10-14TG20 | Bonus.B23.150
570715000001522221 | 2016-05-13 | 10 | 13 | 18 | Gaia-Wind Ltd | Gaia Wind 133-10 kW | 860 | Hjørring | Land |  |  |  |  | Stamdata |  | Gaia-Wind Ltd Gaia Wind 133-10 kW | 0
570715000001531810 | 2016-04-22 | 10 | 7 | 21 | Ukendt | Ukendt | 860 | Hjørring | Land |  |  |  |  | Stamdata |  | Ukendt Ukendt | 0
570715000001547385 | 2016-09-05 | 10 | 14 | 18 | Solid Wind Power A/S | SWP10-14TG20 | 860 | Hjørring | Land |  |  |  |  | Stamdata |  | Solid Wind Power A/S SWP10-14TG20 | Bonus.B23.150
570715000001547422 | 2016-10-27 | 10 | 14 | 18 | Solid Wind Power A/S | SWP10-14TG20 | 860 | Hjørring | Land |  |  |  |  | Stamdata |  | Solid Wind Power A/S SWP10-14TG20 | Bonus.B23.150
570715000001558602 | 2017-01-30 | 10 | 14 | 18 | Solid Wind Power A/S | SWP10-14TG20 | 860 | Hjørring | Land |  |  |  |  | Stamdata |  | Solid Wind Power A/S SWP10-14TG20 | Bonus.B23.150
570715000001559890 | 2017-03-01 | 10 | 14 | 18 | Solid Wind Power A/S | SWP10-14TG20 | 860 | Hjørring | Land |  |  |  |  | Stamdata |  | Solid Wind Power A/S SWP10-14TG20 | Bonus.B23.150
570715000001562517 | 2017-01-23 | 10 | 14 | 18 | Solid Wind Power A/S | SWP10-14TG20 | 860 | Hjørring | Land |  |  |  |  | Stamdata |  | Solid Wind Power A/S SWP10-14TG20 | Bonus.B23.150
570715000001574213 | 2017-05-31 | 10 | 13 | 18 | Gaia-Wind Ltd | Gaia Wind 133-10 kW | 860 | Hjørring | Land |  |  |  |  | Stamdata |  | Gaia-Wind Ltd Gaia Wind 133-10 kW | 0
570715000001586209 | 2017-10-20 | 10 | 14 | 18 | Solid Wind Power A/S | SWP10-14TG20 | 860 | Hjørring | Land |  |  |  |  | Stamdata |  | Solid Wind Power A/S SWP10-14TG20 | Bonus.B23.150
570715000001589750 | 2017-11-10 | 10 | 7.1 | 21.4 | Ukendt | Ukendt | 860 | Hjørring | Land |  |  |  |  | Stamdata |  | Ukendt Ukendt | 0
570715000001592781 | 2017-12-19 | 10 | 14 | 18 | Solid Wind Power A/S | SWP10-14TG20 | 860 | Hjørring | Land |  |  |  |  | Stamdata |  | Solid Wind Power A/S SWP10-14TG20 | Bonus.B23.150
571313102390328668 | 2016-11-07 | 10 | 7.1 | 21.4 | Ukendt | Ukendt | 860 | Hjørring | Land |  |  |  |  | Stamdata |  | Ukendt Ukendt | 0
571313102390332429 | 2017-03-29 | 10 | 14 | 18 | Solid Wind Power A/S | SWP10-14TG20 | 860 | Hjørring | Land |  |  |  |  | Stamdata |  | Solid Wind Power A/S SWP10-14TG20 | Bonus.B23.150
571313102390340639 | 2018-08-20 | 10 | 14 | 18 | Solid Wind Power A/S | SWP10-14TG20 | 860 | Hjørring | Land |  |  |  |  | Stamdata |  | Solid Wind Power A/S SWP10-14TG20 | Bonus.B23.150
571313103103030830 | 2014-06-23 | 10 | 7.1 | 21 | Ukendt | Ukendt | 860 | Hjørring | Land |  |  | 562715.03 | 6375774.35 | SDFE2018 |  | Ukendt Ukendt | 0
571313103103599238 | 2014-09-02 | 10 | 7.1 | 15.5 | Ukendt | Ukendt | 860 | Hjørring | Land |  |  | 553174.75 | 6367860.53 | SDFE2018 |  | Ukendt Ukendt | 0
571313103103601207 | 2014-11-06 | 10 | 7 | 21 | Ukendt | Ukendt | 860 | Hjørring | Land |  |  | 550458.62 | 6367969.5 | SDFE2018 |  | Ukendt Ukendt | 0
571313103103601221 | 2014-12-03 | 10 | 7 | 21 | Ukendt | Ukendt | 860 | Hjørring | Land |  |  |  |  | Stamdata |  | Ukendt Ukendt | 0

## model_byCAP
Turbine | IC | perc(%) | column | notes
Siemens Wind Power A/S SG 8.0-167 DD | 611400 | 8.6905 | Siemens.Gamesa.SG.8.0.167
SIEMENS SWT 2.3-93 | 609500 | 8.6635 | Siemens.SWT.2.3.93
MHI Vestas Offshore Wind A/S V164-8.0MW/8.3MW | 433000 | 6.1547 | MHI.Vestas.V164.8400
SIEMENS SWT 3.6-120 | 421200 | 5.987 | Siemens.SWT.3.6.120
Ukendt Ukendt | 240944.5 | 3.4248
Vestas Wind Systems A/S V117-3.6 MW | 234000 | 3.3261 | Vestas.V117.4000 | approx.
Vestas Wind Systems A/S V126-3.6 MW | 234000 | 3.3261 | Vestas.V136.4000 | approx.
Vestas Wind Systems A/S V 47-660 | 211800 | 3.0105 | Vestas.V47.660
NEG Micon NM 48/750 | 208350 | 2.9615 | NEG.Micon.NM48.750 | approx.
BONUS 2,3 MW | 202400 | 2.8769 | Bonus.B82.2300
Vestas Wind Systems A/S V 90-3 MW | 183000 | 2.6012 | Vestas.V90.3000
Vestas Wind Systems A/S V112-3.0MW | 178725 | 2.5404 | Vestas.V112.3000
Vestas Wind Systems A/S V112-3.3MW | 170550 | 2.4242 | Vestas.V112.3300
Vestas Wind Systems A/S V 80 | 164000 | 2.3311 | Vestas.V80.2000
SIEMENS SWT 3.0-101 | 162200 | 2.3055 | Siemens.SWT.3.0.101
SIEMENS SWT-3.2-113 DD | 145600 | 2.0696 | Siemens.SWT.3.0.101 | approx.
Vestas Wind Systems A/S V117-3.45 MW | 134550 | 1.9125 | Vestas.V117.4000 | approx.
Vestas Wind Systems A/S V 44-600 | 129720 | 1.8439 | Vestas.V44.600
NEG Micon NM 750-200/48 | 110250 | 1.5671 | NEG.Micon.NM48.750
BONUS 1 MW | 108000 | 1.5351 | Bonus.B54.1000 | approx.
NEG Micon NM 52/900 | 89100 | 1.2665 | NEG.Micon.NM52.900 | approx.
SIEMENS SWT-DD-130 Mode 1 | 77400 | 1.1002 | Siemens.SWT.4.3.130
Vestas Wind Systems A/S V 52-850 | 68000 | 0.96656 | Vestas.V52.850
Vestas Wind Systems A/S V126-3.45 | 57000 | 0.8102 | Vestas.V136.4000 | approx.
Nordex N 60/1300 | 54600 | 0.77609 | Nordex.N60.1300
BONUS 2 MW | 54000 | 0.76756 | Bonus.B82.2300 | approx.
Vestas Wind Systems A/S V100-2.0 | 52200 | 0.74198 | Vestas.V100.2000
Vestas Wind Systems A/S V 90 3 | 51000 | 0.72492 | Vestas.V90.3000
Vestas Wind Systems A/S V 80 2 | 46000 | 0.65385 | Vestas.V80.2000
NEG Micon NM 1500-750/175 | 45000 | 0.63963 | NEG.Micon.M1500.750 | approx.
Siemens Wind Power A/S SWT-3.2-101 DD | 41600 | 0.59131 | Siemens.SWT.3.0.101 | approx.
Vestas Wind Systems A/S V 47 | 40950 | 0.58207 | Vestas.V47.660
Nordex N 50/800 | 40000 | 0.56856 | Nordex.N50.800
Vestas Wind Systems A/S V 80-2 MW | 40000 | 0.56856 | Vestas.V80.2000
Vestas Wind Systems A/S V 90 2 | 40000 | 0.56856 | Vestas.V90.2000
Vestas Wind Systems A/S V 66 1,75 | 38500 | 0.54724 | Vestas.V66.1750
Vestas Wind Systems A/S V136-4.2 MW | 37800 | 0.53729 | Vestas.V136.4000
NEG Micon NM 64/1500 | 36000 | 0.51171 | NEG.Micon.NM64c.1500
Siemens Wind Power A/S SWT-6.0-120 | 36000 | 0.51171 | Siemens.Gamesa.SG.6.0.154 | approx.
Vestas Wind Systems A/S V 39-500 | 31500 | 0.44774 | Vestas.V39.500
Micon M 1500-600/150 | 30000 | 0.42642 | NEG.Micon.M1500.500 | approx.
Vestas Wind Systems A/S V 80-2 MW VCS | 30000 | 0.42642 | Vestas.V80.2000
SIEMENS SWT 3.6 | 28800 | 0.40937 | Siemens.SWT.3.6.107
Siemens Wind Power A/S SWT-7.0-154 | 28000 | 0.39799 | Siemens.Gamesa.SG.7.0.154
NEG Micon NM 44/750 | 27000 | 0.38378 | NEG.Micon.NM48.750 | approx.
NEG Micon NM 1500-600/150 | 26400 | 0.37525 | NEG.Micon.M1500.750 | approx.
BONUS 1,3 MW | 24700 | 0.35109 | Bonus.B62.1300
BONUS 600 - MK lll | 24000 | 0.34114 | Bonus.B44.600
BONUS 600 - MK lV | 24000 | 0.34114 | Bonus.B44.600
Vestas Wind Systems A/S V117-3.3 MW | 23100 | 0.32835 | Vestas.V117.4000 | approx.
NEG Micon NM 750 | 22500 | 0.31982 | NEG.Micon.NM48.750 | approx.
Vestas Wind Systems A/S V112-3,45MW | 20550 | 0.2921 | Vestas.V112.3300 | approx.
Vestas Wind Systems A/S V 42-600 | 20400 | 0.28997 | Vestas.V42.600
Vestas Wind Systems A/S DW/52-521-10 | 19800 | 0.28144 | Vestas.V112.3300
NEG Micon NM 1800-600/150 | 19350 | 0.27504 | NEG.Micon.M1500.750 | approx.
SIEMENS Ukendt-Simens | 18300 | 0.26012 | Siemens.SWT.3.0.101 | approx.
Vestas Wind Systems A/S V 66 1,65 | 18150 | 0.25799 | Vestas.V66.1650
NEG Micon NM 52/900 44 | 18000 | 0.25585 | NEG.Micon.NM52.900 | approx.
Vestas Wind Systems A/S V100-2.2 MW | 17600 | 0.25017 | Vestas.V100.2000 | approx.
Vestas Wind Systems A/S V 27-225 | 17400 | 0.24733 | Vestas.V27.225
Vestas Wind Systems A/S V164-8MW | 16000 | 0.22743 | Vestas.V164.8000
SIEMENS SWT-3.0-113 DD | 15000 | 0.21321 | Siemens.SWT.3.0.101
Wind World W 4200-600 | 15000 | 0.21321 | Wind.World.W4200
NEG Micon NM 1500/64 | 13500 | 0.19189 | NEG.Micon.M1500.750 | approx.
Nordex N 43/600 | 13200 | 0.18763 | Nordex.N43.600
Vestas Wind Systems A/S V 29-225 | 12625 | 0.17945 | Vestas.V29.225
Micon M 1800-600/150 | 12000 | 0.17057 | NEG.Micon.M1500.750 | approx.
NEG Micon NM 1000/60 | 12000 | 0.17057 | NEG.Micon.NM60.1000
NEG Micon NM 2000 | 12000 | 0.17057 | NEG.Micon.NM64c.1500 | approx.
Vestas Wind Systems A/S V 39 | 12000 | 0.17057 | Vestas.V39.500
NEG Micon NM 1800-600 | 11400 | 0.16204 | NEG.Micon.M1500.750 | approx.
BONUS 1 MW - 690 V | 11000 | 0.15636 | Bonus.B54.1000
BONUS 1000 kW | 11000 | 0.15636 | Bonus.B54.1000
NEG Micon NM 80/750 | 11000 | 0.15636 | NEG.Micon.NM80.2750
SIEMENS SWT 3.6-107 | 10800 | 0.15351 | Siemens.SWT.3.6.107
Siemens Wind Power A/S SG DD-193 / SG 10.0-193DD | 10000 | 0.14214 | Siemens.Gamesa.SG.10.0.193
Vestas Wind Systems A/S 3 MW/112 | 9225 | 0.13113 | Vestas.V112.3000
Micon M 750-400/100 | 9200 | 0.13077 | NEG.Micon.NM48.750 | approx.
NEG Micon NM 52/900-200 | 9000 | 0.12793 | NEG.Micon.NM52.900 | approx.
Vestas Wind Systems A/S 3 MW | 9000 | 0.12793 | Vestas.V112.3000
Vestas Wind Systems A/S NM72C/1500/EVOII | 9000 | 0.12793 | Vestas.V66.1650 | approx.
NEG Micon NM 1800-750/175 | 8250 | 0.11727 | NEG.Micon.M1500.750 | approx.
Vestas Wind Systems A/S V 66 | 8250 | 0.11727 | Vestas.V66.1650
Siemens Wind Power A/S SWT 8.0-154 | 8000 | 0.11371 | Siemens.SWT.8.0.154
Micon M 1500-750/175 | 7500 | 0.10661 | NEG.Micon.M1500.750
Micon M 44/750 | 7500 | 0.10661 | NEG.Micon.NM48.750 | approx.
Micon M 750-200/48 45 | 7500 | 0.10661 | NEG.Micon.NM48.750 | approx.
NEG Micon NM 1800 | 7500 | 0.10661 | NEG.Micon.M1500.750 | approx.
BONUS 150 - MK lll | 7350 | 0.10447 | Bonus.B23.150
BONUS 600 kW | 7200 | 0.10234 | Bonus.B44.600
NEG Micon NM 52/900 LM | 7200 | 0.10234 | NEG.Micon.NM52.900 | approx.
Vestas Wind Systems A/S V 44 | 7200 | 0.10234 | Vestas.V44.600
Vestas Wind Systems A/S V 90 1,8 | 7200 | 0.10234 | Vestas.V90.1800
Wind World W 4200/600-150 | 7200 | 0.10234 | Wind.World.W4200
Wind World W 3700-500 | 6550 | 0.093102 | Wind.World.W3700
ENERCON GmbH E-82 E4 | 6100 | 0.086706 | Enercon.E82.3000 | approx.
Micon M 750 | 6000 | 0.085285 | NEG.Micon.NM48.750 | approx.
Micon M 750-200/48 | 6000 | 0.085285 | NEG.Micon.NM48.750 | approx.
NEG Micon NM 600/48 | 6000 | 0.085285 | NEG.Micon.NM48.750 | approx.
NEG Micon NM 750-175/44 | 6000 | 0.085285 | NEG.Micon.NM48.750 | approx.
Nordtank NTK 600/43/50 | 6000 | 0.085285 | Nordtank.NTK600
Vestas Wind Systems A/S V150-5,6 MW | 5600 | 0.079599 | Vestas.V150.4000
Vestas Wind Systems A/S V162-5,6 MW | 5600 | 0.079599 | Vestas.V150.4000 | approx.
Eget fabrikat Ukendt-Eget fabrikat | 5500 | 0.078178 | Gamesa.G128.5000 | unkown
Wincon W 600/45 | 5400 | 0.076756 | Nordtank.NTK600 | unkown
Vestas Wind Systems A/S Ukendt-Vestas-VIND | 5300 | 0.075335 | Vestas.V112.3300 | approx.
Micon M 48/750 | 5250 | 0.074624 | NEG.Micon.NM48.750
BONUS 1300 kW | 5200 | 0.073913 | Bonus.B62.1300
Siemens Wind Power A/S SG4.5-145 | 5000 | 0.071071 | Siemens.Gamesa.SG.4.5.145
NEG Micon NM 1500-600 | 4800 | 0.068228 | NEG.Micon.M1500.750 | approx.
Micon M 52/900 | 4500 | 0.063963 | NEG.Micon.NM52.900
Micon M 52/900-200 | 4500 | 0.063963 | NEG.Micon.NM52.900
NEG Micon NM 52/900 A | 4500 | 0.063963 | NEG.Micon.NM52.900 | approx.
NEG Micon NM 64 | 4500 | 0.063963 | NEG.Micon.NM64c.1500
BONUS 600 - MK lll C | 4200 | 0.059699 | Bonus.B44.600
BONUS MW 1,3 | 4200 | 0.059699 | Bonus.B62.1300
Vestas Wind Systems A/S V 600 | 4200 | 0.059699 | Vestas.V42.600
Siemens Wind Power A/S SWT 3.15-109-142 | 4100 | 0.058278 | Siemens.SWT.4.1.142
Micon M 1500 | 4050 | 0.057567 | NEG.Micon.M1500.500 | approx.
NEG Micon NM 60/1000 | 4000 | 0.056856 | NEG.Micon.NM60.1000 | approx.
BONUS 1300/250 | 3900 | 0.055435 | Bonus.B62.1300
Solid Wind Power A/S SWP10-14TG20 | 3875 | 0.05508 | Bonus.B23.150 | unkown
BONUS MK lll | 3750 | 0.053303 | Bonus.B54.1000 | approx.
NEG Micon NM 1800-750/200 | 3750 | 0.053303 | NEG.Micon.M1500.750 | approx.
NEG Micon NM 750-200/48 IEC ll | 3750 | 0.053303 | NEG.Micon.NM48.750 | approx.
Wind World W 4800-750 OSC | 3750 | 0.053303 | Wind.World.W3700 | approx.
Micon M 1800-600 | 3600 | 0.051171 | NEG.Micon.M1500.750 | approx.
Micon M 740-400/100 | 3600 | 0.051171 | NEG.Micon.NM48.750 | approx.
NEG Micon NM 600/150 | 3600 | 0.051171 | NEG.Micon.NM48.750 | approx.
Vestas Wind Systems A/S 900 | 3600 | 0.051171 | Vestas.V52.850 | approx.
Vestas Wind Systems A/S V 52 | 3400 | 0.048328 | Vestas.V52.850
Nordtank NTK 550 | 3300 | 0.046907 | Nordtank.NTK500 | approx.
BONUS 150/30 kW | 3150 | 0.044774 | Bonus.B23.150
BONUS 300 - MK ll | 3000 | 0.042642 | Bonus.B33.300
Micon M 1800 | 3000 | 0.042642 | NEG.Micon.M1500.750 | approx.
Micon M 750-175/44 40 | 3000 | 0.042642 | NEG.Micon.NM48.750 | approx.
NEG Micon NM 44/750 45 | 3000 | 0.042642 | NEG.Micon.NM48.750 | approx.
NEG Micon NM 750-200 | 3000 | 0.042642 | NEG.Micon.NM48.750 | approx.
Micon M 750-400 | 2800 | 0.039799 | NEG.Micon.NM48.750 | approx.
NEG Micon NM 570-200 | 2800 | 0.039799 | NEG.Micon.M1500.500 | approx.
NEG Micon NM 92/750 | 2750 | 0.039089 | NEG.Micon.NM80.2750
NEG Micon NM 52 | 2700 | 0.038378 | NEG.Micon.NM52.900 | approx.
Vestas Wind Systems A/S V 27 | 2700 | 0.038378 | Vestas.V27.225
NEG Micon NM 80 | 2500 | 0.035535 | NEG.Micon.NM80.2750
BONUS 300 COMBI | 2400 | 0.034114 | Bonus.B33.300
Micon M 600/150/48 | 2400 | 0.034114 | NEG.Micon.NM48.750 | approx.
Wind World W 2800-150 | 2400 | 0.034114 | Wind.World.W4200 | approx.
Gaia-Wind Ltd Gaia Wind 133-10 kW | 2350 | 0.033403
BONUS 2 MW (Prototype) | 2300 | 0.032692 | Bonus.B82.2300 | approx.
Nordex N 90/2300 | 2300 | 0.032692 | Nordex.N90.2300
BONUS 450 kW | 2250 | 0.031982 | Bonus.B37.450
NEG Micon NM 1500 | 2250 | 0.031982 | NEG.Micon.M1500.750
NEG Micon NM 750-1800 | 2250 | 0.031982 | NEG.Micon.NM48.750 | approx.
NEG Micon NM 950/48-45 | 2250 | 0.031982 | NEG.Micon.NM80.2750
Nordtank NTK 55/41 | 2200 | 0.031271 | Nordtank.NTK500 | approx.
Vestas Wind Systems A/S V 25-200 | 2200 | 0.031271 | Vestas.V27.225 | approx.
Vestas Wind Systems A/S V120-2.2 MW | 2200 | 0.031271 | Vestas.V100.2000 | approx.
Wincon W 200/26 | 2200 | 0.031271 | Bonus.B23.150 | unkown
Solid Wind Power A/S SWP25-14TG20 | 2185 | 0.031058 | Bonus.B23.150 | unkown
Wind World W 3700 | 2150 | 0.03056 | Wind.World.W3700 | approx.
BONUS 300 kW | 2100 | 0.02985 | Bonus.B33.300
NEG Micon NM 72/2000 | 2000 | 0.028428 | NEG.Micon.NM64c.1500 | approx.
Wind World W 2920-250 | 2000 | 0.028428 | Wind.World.W4200 | approx.
BONUS 450 - MK lll | 1800 | 0.025585 | Bonus.B37.450
BONUS 600 - MK l | 1800 | 0.025585 | Bonus.B44.600
BONUS COMBI | 1800 | 0.025585 | Bonus.B44.600 | approx.
BONUS MK lV | 1800 | 0.025585 | Bonus.B54.1000 | approx.
EWT B.V. DW61-900kW | 1800 | 0.025585 | EWT.DirectWind.52.900 | approx.
Micon M 600/48 | 1800 | 0.025585 | NEG.Micon.NM48.750 | approx.
NEG Micon NM 1500/600 | 1800 | 0.025585 | NEG.Micon.M1500.750 | approx.
NEG Micon NM 52/900 49 | 1800 | 0.025585 | NEG.Micon.NM52.900 | approx.
NEG Micon NM 600/150/48 | 1800 | 0.025585 | NEG.Micon.NM48.750 | approx.
NEG Micon NM 900/5 - IEC II | 1800 | 0.025585 | NEG.Micon.NM60.1000 | approx.
Nordex N 43/600 - MK lll | 1800 | 0.025585 | Nordex.N43.600
Wincon W 200 | 1800 | 0.025585 | Nordex.N29.250 | unkown
Nordtank NTK 500/35 | 1650 | 0.023453 | Nordtank.NTK500 | approx.
Nordtank NTK 55 | 1650 | 0.023453 | Nordtank.NTK500 | approx.
BONUS MK ll | 1500 | 0.021321 | Bonus.B54.1000 | approx.
Nordtank NTK 500/37/31 | 1500 | 0.021321 | Nordtank.NTK500 | approx.
Vestas Wind Systems A/S NM72C | 1500 | 0.021321 | Vestas.V66.1650 | approx.
Vestas Wind Systems A/S V 225 kW | 1350 | 0.019189 | Vestas.V27.225 | approx.
Vestas Wind Systems A/S V 660 | 1320 | 0.018763 | Vestas.V47.660 | approx.
BONUS N60/1300 | 1300 | 0.018478 | Bonus.B62.1300
Nordex N 60 | 1300 | 0.018478 | Nordex.N60.1300
HSWind Aps Viking 25 | 1225 | 0.017412 | Bonus.B23.150 | unkown
BONUS 600 - MK ll | 1200 | 0.017057 | Bonus.B44.600
BONUS 660 MK lV | 1200 | 0.017057 | Bonus.B44.600 | approx.
Micon M 1500-600 | 1200 | 0.017057 | NEG.Micon.M1500.500 | approx.
Micon M 570 | 1200 | 0.017057 | NEG.Micon.M1500.500 | approx.
NEG Micon NM 500-500/125 | 1200 | 0.017057 | NEG.Micon.M1500.500 | approx.
NEG Micon NM 600 | 1200 | 0.017057 | NEG.Micon.NM48.750
NEG Micon NM 600/43 | 1200 | 0.017057 | NEG.Micon.NM48.750 | approx.
Nordex N 43 | 1200 | 0.017057 | Nordex.N43.600
Nordex N 43 - MK lll | 1200 | 0.017057 | Nordex.N43.600
Nordtank NTK 600/43-44,5 | 1200 | 0.017057 | Nordtank.NTK600
Wind World W 600 | 1200 | 0.017057 | Wind.World.W3700 | approx.
Vestas Wind Systems A/S V 42 | 1100 | 0.015636 | Vestas.V42.600
BONUS 150/30 - MK ll | 1050 | 0.014925 | Bonus.B23.150
BONUS 39-500 | 1000 | 0.014214 | Bonus.B41.500
BONUS 500 kW | 1000 | 0.014214 | Bonus.B41.500
BONUS B-118-1 | 1000 | 0.014214 | Bonus.B54.1000 | approx.
BONUS IMW | 1000 | 0.014214 | Bonus.B54.1000 | approx.
BONUS MK l | 1000 | 0.014214 | Bonus.B54.1000 | approx.
Dencon TORNADO 250 | 1000 | 0.014214 | Nordex.N29.250 | unkown
NEG Micon NM 1000/54 | 1000 | 0.014214 | NEG.Micon.NM60.1000
NEG Micon NM 250 | 1000 | 0.014214 | NEG.Micon.M1500.500 | approx.
NEG Micon NM 530-250 | 1000 | 0.014214 | NEG.Micon.M1500.500 | approx.
Wind World W 3700-500 | 1000 | 0.014214 | Wind.World.W3700
NEG Micon NM 52/900 IEC ll | 900 | 0.012793 | NEG.Micon.NM52.900 | approx.
NEG Micon NM 52/900-250 44 | 900 | 0.012793 | NEG.Micon.NM52.900 | approx.
NEG Micon NM 900 | 900 | 0.012793 | NEG.Micon.NM60.1000 | approx.
Vestas Wind Systems A/S V 27-225 | 900 | 0.012793 | Vestas.V27.225
Vestas Wind Systems A/S V 52-900 | 900 | 0.012793 | Vestas.V52.850
Wind World W 2700-150 | 900 | 0.012793 | Wind.World.W4200 | approx.
Vestas Wind Systems A/S V 52-850 kW | 850 | 0.012082 | Vestas.V52.850
Nordex N 50/43 | 800 | 0.011371 | Nordex.N50.800
Nordex N 50/46 | 800 | 0.011371 | Nordex.N50.800
Wincon W 755/48 | 755 | 0.010732 | NEG.Micon.NM48.750 | unkown
Micon M 750-175/44 | 750 | 0.010661 | NEG.Micon.NM48.750 | approx.
NEG Micon NM 44/750 46 | 750 | 0.010661 | NEG.Micon.NM48.750 | approx.
NEG Micon NM 48/750 45 | 750 | 0.010661 | NEG.Micon.NM48.750 | approx.
NEG Micon NM 48/750 IEC ll | 750 | 0.010661 | NEG.Micon.NM48.750 | approx.
NEG Micon NM 750-150 | 750 | 0.010661 | NEG.Micon.NM48.750 | approx.
NEG Micon NM 750-174/44 | 750 | 0.010661 | NEG.Micon.NM48.750 | approx.
NEG Micon NM 750-200/20 | 750 | 0.010661 | NEG.Micon.NM48.750 | approx.
NEG Micon NM 750-200/44 | 750 | 0.010661 | NEG.Micon.NM48.750 | approx.
Wind World W 4800-750 | 750 | 0.010661 | Wind.World.W3700 | approx.
Wind World W 5200-750 | 750 | 0.010661 | Wind.World.W3700 | approx.
Wind World WW 2320-180 | 720 | 0.010234 | Wind.World.W4200 | approx.
Vestas Wind Systems A/S V 48-660 | 660 | 0.0093813 | Vestas.V47.660
Vestas Wind Systems A/S V 67-660 | 660 | 0.0093813 | Vestas.V47.660 | approx.
Vestas Wind Systems A/S VMP-330-690V-50Hz | 660 | 0.0093813 | Vestas.V112.3300 | approx.
Micon M 530 | 650 | 0.0092392 | NEG.Micon.M1500.500 | approx.
Vestas Wind Systems A/S V 29 | 650 | 0.0092392 | Vestas.V29.225
BONUS 0,6 MW - 690 V | 600 | 0.0085285 | Bonus.B44.600
BONUS 150 - MK l | 600 | 0.0085285 | Bonus.B23.150
BONUS 150 kW | 600 | 0.0085285 | Bonus.B23.150
BONUS 300 - MK lll | 600 | 0.0085285 | Bonus.B33.300
BONUS 600 - MK | 600 | 0.0085285 | Bonus.B44.600
BONUS 600/150 | 600 | 0.0085285 | Bonus.B44.600
BONUS Cockie M/C2 | 600 | 0.0085285 | Bonus.B44.600
Micon M 570-200 | 600 | 0.0085285 | NEG.Micon.M1500.500 | approx.
Micon M 600/150 | 600 | 0.0085285 | NEG.Micon.M1500.500 | approx.
NEG Micon NM 500 | 600 | 0.0085285 | NEG.Micon.M1500.500 | approx.
NEG Micon NM 600-180/43 | 600 | 0.0085285 | NEG.Micon.NM48.750 | approx.
NEG Micon NM 600/48/45 | 600 | 0.0085285 | NEG.Micon.NM48.750 | approx.
Nordex N 27/150 | 600 | 0.0085285 | Nordex.N27.150
Vestas Wind Systems A/S V 17-75 | 600 | 0.0085285 | Vestas.V27.225 | approx.
Wincon W 200/25,4 | 600 | 0.0085285
Wind World W 2500-150 | 600 | 0.0085285 | Wind.World.W4200 | approx.
Wind World W 4200 | 600 | 0.0085285 | Wind.World.W4200 | approx.
Wind World W 4200-150 | 600 | 0.0085285 | Wind.World.W4200
Wind World WW 2800-150 | 600 | 0.0085285 | Wind.World.W4200 | approx.
Norwin 46-ASR-599 | 599 | 0.0085142
Norwin N 46 | 599 | 0.0085142
Norwin N 46 - NH 35 | 599 | 0.0085142
Nordex N 150 | 550 | 0.0078178 | Nordex.N27.150
Micon M 250 | 500 | 0.0071071 | NEG.Micon.M1500.500 | approx.
Nordtank NTK 500 | 500 | 0.0071071 | Nordtank.NTK500 | approx.
BONUS 450 - MK l | 450 | 0.0063963 | Bonus.B37.450
Nordex N 27/225 | 450 | 0.0063963 | Nordex.N27.150
Vestas Wind Systems A/S V 15 | 404 | 0.0057425 | Vestas.V27.225 | approx.
NEG Micon NM 750-400/100 | 400 | 0.0056856 | NEG.Micon.NM48.750 | approx.
Nordex N 27 | 400 | 0.0056856 | Nordex.N27.150
Wincon 200 kW | 400 | 0.0056856
Vestas Wind Systems A/S V 55-16 | 370 | 0.0052592 | Vestas.V29.225 | approx.
Danwin DW 23 F | 360 | 0.0051171
Wind World W 2320 | 360 | 0.0051171 | Wind.World.W4200 | approx.
DWP D 150 | 350 | 0.0049749
Wind World W 2320-160 | 310 | 0.0044064 | Wind.World.W4200 | approx.
BONUS 150 - MK ll | 300 | 0.0042642 | Bonus.B23.150
BONUS 150/30 | 300 | 0.0042642 | Bonus.B23.150
BONUS 20-150/30 | 300 | 0.0042642 | Bonus.B23.150
Wind World W 2320-150 | 300 | 0.0042642 | Wind.World.W4200 | approx.
Wind World W 2800 | 300 | 0.0042642 | Wind.World.W4200 | approx.
Solid Wind Power A/S SWP-10-16 TG20 | 280 | 0.0039799
Windmatic VM 20 S | 260 | 0.0036957
BONUS 250 COMBI | 250 | 0.0035535 | Bonus.B33.300 | approx.
Micon M 450-250 | 250 | 0.0035535 | NEG.Micon.M1500.500 | approx.
NEG Micon NM 450-250 | 250 | 0.0035535 | NEG.Micon.NM48.750 | approx.
Vestas Wind Systems A/S M 530-250/50 | 250 | 0.0035535 | Vestas.V27.225 | approx.
Wincon W 250/29 | 250 | 0.0035535
Vestas Wind Systems A/S V 55-11 | 240 | 0.0034114 | Vestas.V29.225 | approx.
Danwin DW 27-225 | 225 | 0.0031982
Vestas Wind Systems A/S V 25 | 225 | 0.0031982 | Vestas.V27.225 | approx.
BONUS 200 | 200 | 0.0028428 | Bonus.B23.150
Danwin DW 24-200 | 200 | 0.0028428
Wincon M 213 | 200 | 0.0028428
BONUS 95-20 | 190 | 0.0027007 | Bonus.B23.150 | approx.
Vestas Wind Systems A/S V 55-15 | 187 | 0.002658 | Vestas.V29.225 | approx.
Danwin d3 | 180 | 0.0025585
Danwin DW 23 C 180/40 | 180 | 0.0025585
Danwin DW 23-180 | 180 | 0.0025585
DWP D 175 S | 175 | 0.0024875
DWP 175 | 160 | 0.0022743
Wind World WW 2320-160 | 160 | 0.0022743 | Wind.World.W4200 | approx.
BONUS 150 kW - 239 | 150 | 0.0021321 | Bonus.B23.150
Danregn Vindkraft B-100-1 REV.4 | 150 | 0.0021321
Danwin DW 52-521-10 | 150 | 0.0021321
Micon M 150-530 | 150 | 0.0021321 | NEG.Micon.M1500.500 | approx.
NEG Micon NM 150 XLR | 150 | 0.0021321 | NEG.Micon.M1500.500 | approx.
NEG Micon W 2800 150 | 150 | 0.0021321 | NEG.Micon.M1500.500 | approx.
NKT 150 XLR | 150 | 0.0021321 | Nordtank.NTK500 | approx.
Nordex N 200 | 150 | 0.0021321 | Nordex.N27.150
Norwin 3 bladet stallreguleret | 150 | 0.0021321
Vestas Wind Systems A/S V 17 | 150 | 0.0021321 | Vestas.V27.225 | approx.
Vindsyssel VS 150 | 150 | 0.0021321
Vindsyssel VS 150 DK 22 | 150 | 0.0021321
Wincon W 2500/150 | 150 | 0.0021321
Wind World ID 178 - W 2800 | 150 | 0.0021321 | Wind.World.W4200 | approx.
Wind World W 2700 | 150 | 0.0021321 | Wind.World.W4200 | approx.
Wind World WW 2700-150 | 150 | 0.0021321 | Wind.World.W4200 | approx.
Windmatic 17 S | 150 | 0.0021321
Windmatic VM 17 S | 150 | 0.0021321
Vestas Wind Systems A/S HVK 15 | 135 | 0.0019189 | Vestas.V27.225 | approx.
Wind World WW 2320-120 | 120 | 0.0017057 | Wind.World.W4200 | approx.
Nordtank NTK 55/11 | 100 | 0.0014214 | Nordtank.NTK500 | approx.
Vestas Wind Systems A/S V 20-100 | 100 | 0.0014214 | Vestas.V27.225 | approx.
Wind World W 2460-100 | 100 | 0.0014214 | Wind.World.W4200 | approx.
Wincon W 99 XT | 99 | 0.0014072
Windmatic VM 19 S | 99 | 0.0014072
Tellus DW 95 | 95 | 0.0013503
Tellus TE 95 | 95 | 0.0013503
KVA Vind KVA Vind 10-10 | 90 | 0.0012793
Vestas Wind Systems A/S V 19-90 | 90 | 0.0012793 | Vestas.V27.225 | approx.
Osiris Energy Co., Ltd Osiris 10 | 80 | 0.0011371
Tellus TE 1780 | 80 | 0.0011371
Nordvestjysk Folkecenter FC 4000 | 76 | 0.0010803
Hanstholm M√∏llen HM 17 75 | 75 | 0.0010661
Nordex V16-75 | 75 | 0.0010661 | Nordex.N27.150 | approx.
Vestas Wind Systems A/S 18-75 | 75 | 0.0010661 | Vestas.V27.225 | approx.
Vestas Wind Systems A/S V 17-55 | 75 | 0.0010661 | Vestas.V27.225 | approx.
Swinger T 202 | 66 | 0.00093813
KVA Vind KVA Vind 10 | 60 | 0.00085285
Nordtank NTK 55/10 | 55 | 0.00078178 | Nordex.N27.150 | approx.
Vestas Wind Systems A/S HVK 10 | 55 | 0.00078178 | Vestas.V27.225 | approx.
Vestas Wind Systems A/S HVK 55 | 55 | 0.00078178 | Vestas.V27.225 | approx.
Vestas Wind Systems A/S V 15 55/15 | 55 | 0.00078178 | Vestas.V27.225 | approx.
Vestas Wind Systems A/S V 55-16 kW | 55 | 0.00078178 | Vestas.V29.225 | approx.
Windmatic 15 S | 55 | 0.00078178
Windmatic VM 17 | 55 | 0.00078178
Nordtank NTK 22 | 44 | 0.00062542 | Nordex.N27.150 | approx.
WEG 11 kW | 33 | 0.00046907
Gaia-Wind Ltd GW133 10kW | 30 | 0.00042642
HSWind Aps Viking 10VS | 30 | 0.00042642
Vestas Wind Systems A/S HVK 30 | 30 | 0.00042642 | Vestas.V27.225 | approx.
Vestas Wind Systems A/S V 30-15 | 30 | 0.00042642 | Vestas.V29.225 | approx.
Eocycle Technologies Ltd. TD-PT-105-0-0 | 25 | 0.00035535
Vestas Wind Systems A/S 25/7,5 (55/7,5 Ombygget) | 25 | 0.00035535 | Vestas.V27.225 | approx.
Vestas Wind Systems A/S V 16 | 25 | 0.00035535 | Vestas.V27.225 | approx.
Windpower D 175 kW | 25 | 0.00035535
Kongsted NTV 22/7,5 | 22 | 0.00031271
Nordtank NTK 22/30 | 22 | 0.00031271 | Nordex.N27.150 | approx.
Vestas Wind Systems A/S V 12 | 22 | 0.00031271 | Vestas.V27.225 | approx.
Gaia-Wind Ltd HB 101 | 21 | 0.0002985
Ropatec Big Star Vertikal | 20 | 0.00028428
Odder 18 SP | 19 | 0.00027007
Kuriant KE 18 | 18 | 0.00025585
Kuriant KE 18/4 | 18 | 0.00025585
Bosted 18-Bosted | 15 | 0.00021321
Kuriant KE 15 | 15 | 0.00021321
POULSEN TYPE 2 | 15 | 0.00021321
Ecowind Proven P35-2 | 12 | 0.00017057
Dansk Vindkraft Service D22/12,8 | 11 | 0.00015636
Gaia-Wind Ltd Gaia 11 | 11 | 0.00015636
Gaia-Wind Ltd Gaia 11 T202 | 11 | 0.00015636
Gaia-Wind Ltd Kolibri 11-Gaia-Wind | 11 | 0.00015636
Gaia-Wind Ltd Ter-30A 11/100/B3T | 11 | 0.00015636
Kuriant KE 11 | 11 | 0.00015636
CIRKEL Energi V/12M/S | 10 | 0.00014214
Gaia-Wind Ltd Ukendt-Gaia-Wind | 10 | 0.00014214
Genvind GV 20 | 10 | 0.00014214
KVA Vind KVA Vind 6-10 | 10 | 0.00014214
THY m√∏llen Aps TWP-40-10 | 10 | 0.00014214
Zenia Energy ZA10 | 10 | 0.00014214
Zenia Energy Zenia ZA 10 | 10 | 0.00014214